## Sheet1
S/N | Part Number | Material Description | UOM | Qty | Brand
1 | LC1D32P7 | CONTACTOR 32A 230-440VAC 3P(3 NO) | EA | 8 | Schneider Electric
2 | LC1DT80AM7 | CONTACTOR 80A 220-440VAC 4P(4 NO) | EA | 4 | Schneider Electric
3 | LC1D32BD | CONTACTOR 32A 24VDC 3P(3 NO) | EA | 15 | Schneider Electric
4 | LC1D25E7 | CONTACTOR 25A 48VAC 3P(3 NO) | EA | 10 | Schneider Electric
5 | LC1D25B7 | CONTACTOR 25A 24VAC 3P(2 NO) | EA | 5 | Schneider Electric
6 | LC1D40BD | CONTACTOR 40A 600VAC IEC +OPTIONS | EA | 10 | Schneider Electric
7 | LC1D18P7 | CONTACTOR 18A 230-440VAC 3P(3 NO) | EA | 20 | Schneider Electric
8 | A9F54363 | MINIATURE CIRCUIT BREAKER 63A C 3P Acti9 iC60H | EA | 12 | Schneider Electric
9 | C11B3TM063L | CIRCUIT BREAKER ComPact 63A 3P | EA | 5 | Schneider Electric
10 | METSECT5MC080 | CURRENT TRANSFORMER TROPICALISED 800A 5A FOR BARS 10x40 20x32 25x25 | EA | 10 | Schneider Electric
11 | LC1D38P7 | CONTACTOR 38A 230-440VAC 3P(3 NO) | EA | 84 | Schneider Electric
12 | LC1D09F7 | CONTACTOR 9A 110VAC 3P(3 NO) | EA | 187 | Schneider Electric
13 | XVS10BMW | MULTI-SOUND SIREN 12/24VDC 2 TONES | EA | 2 | Schneider Electric
14 | METSECT5COVER | SEALABLE COVER 60.5x22x23.5mm-FOR CURRENT TRANSFORMER TI | EA | 6 | Schneider Electric
15 | VJDSUDTGAV62M | VIJEO DESIGNER HMI SOFTWARE 6.2 | EA | 1 | Schneider Electric
16 | LADN11 | AUXILIARY CONTACT BLOCK 1NO +1 NC | EA | 42 | Schneider Electric
17 | LADN22 | AUXILIARY CONTACT BLOCK 2NO + 2NC | EA | 17 | Schneider Electric
18 | ATV320U22N4C | VARIABLE SPEED DRIVE ATV320 2.2KW 380-500V | EA | 5 | Schneider Electric
19 | ATV12H037M2 | VARIABLE SPEED DRIVE ATV12 0.37kW 0.55HP 200-240V | EA | 6 | Schneider Electric
20 | ATV12H075M2 | VARIABLE SPEED DRIVE ATV12 0.75kW 1HP 200-240V 1PH | EA | 9 | Schneider Electric
21 | ATV12H075M3 | VARIABLE SPEED DRIVE ATV12 0.75kW 1HP 200-240V 3P | EA | 7 | Schneider Electric
22 | ATV312HD11N4 | VARIABLE SPEED DRIVE ATV312 15HP 25kVA 397W 380-500V | EA | 1 | Schneider Electric
23 | ATV312HD15N4 | Variable speed drive ATV312 15kW 32kVA 492W 380-500V | EA | 1 | Schneider Electric
24 | ATV312HU40N4 | Variable speed drive ATV312 4kW 9.2kVA 150W 380-500V | EA | 1 | Schneider Electric
25 | ATV320U15M2C | Variable speed drive ATV320 1.5kW 200-240V | EA | 2 | Schneider Electric
26 | A9F44332 | Miniature Circuit Breaker Acti9 iC60N Disbo 32A 3P 6000A (IEC/EN 60898-1), 10kA (IEC/EN 60947-2) | EA | 61 | Schneider Electric
27 | LC1D65AP7 | Contactor 3P(3 NO) 65A 230VAC Screw Clamp terminals | EA | 12 | Schneider Electric
28 | LADN22P | Auxiliary Contact Block 2NO+2NC EN 50012 Screw clamp terminals | EA | 5 | Schneider Electric
29 | LADN20 | Auxiliary Contact Block 2NO Screw clamp terminals | EA | 5 | Schneider Electric
30 | LC1D50AB7 | Contactor TeSys D - 3P(3 NO) - AC-3 - <= 440 V 50 A - 24 V AC | EA | 1 | Schneider Electric
31 | LC1D50B7 | Contactot IEC TeSys D Non-reversing 50A 40HP at 480VAC, up to 100kA SCCR, 3 phase, 3 NO, 24VAC | EA | 1 | Schneider Electric
32 | LC1D115P7 | Contactor 3p(3 NO) 115A 230VAC | EA | 3 | Schneider Electric
33 | LC1D65P7 | Contactor 3P(3 NO) 65A 230VAC Screw Clamp terminals | EA | 2 | Schneider Electric
34 | LC1D40M7 | Contactor 600VAC 40A IEC +OPTIONS | EA | 5 | Schneider Electric
35 | LC1D50AP7 | Contactor 3P(3 NO) 50A 230VAC | EA | 25 | Schneider Electric
36 | LC1D65AB7 | Contactor 65A 40HP 480VAC 100kA 3NO 24VAC | EA | 20 | Schneider Electric
37 | RM22TR33 | Zelio control relay 8A 2CO 380-480VAC | EA | 40 | Schneider Electric
38 | RM17TE00 | Modular Multifunction 3P Supply Control Relay 5A 1CO 183-528VAC | EA | 30 | Schneider Electric
39 | GGBL1012 | 2-Way Plate Switch -1 gang - 10AX- White | EA | 94 | Schneider Electric
40 | BLRCH150A180B40 | VarPlus Can Hduty Capacitor- 15/18kvar- 400V | EA | 2 | Schneider Electric
41 | RE22R2MYMR | Modular Timing Relay 8A 2CO 0.05s-300h Multifunction 24-240V AC/DC | EA | 130 | Schneider Electric
42 | RE17RCMU | Single Function Off-delay Timer Relays 8A 1CO 1s-100h 24-240V AC/DC | EA | 50 | Schneider Electric
43 | RE17RMMU | Power On-delay Timer Relays 8A 1CO 0.1s-10h 24-240V AC/DC | EA | 29 | Schneider Electric
44 | RE17RMMW | Power On-delay Timer Relays 8A 1CO 0.1s-10h 12-240V AC/DC | EA | 50 | Schneider Electric
45 | RE17LAMW | On-delay timing relay 1s-100h 24-240V AC/DC Solid state output | EA | 60 | Schneider Electric
46 | GV2P22 | Motor Circuit breaker 3P 20-25A Screw clamp terminals | EA | 15 | Schneider Electric
47 | VZ3V1213 | Fan for Variable Speed Drive | EA | 8 | Schneider Electric
48 | GV3P13 | Manual Starter and protector 9-13A | EA | 5 | Schneider Electric
49 | XSAV11373 | Inductive Proximity sensor 12-48VDC 2M Cable (Telemecanique) | EA | 36 | Schneider Electric
50 | XSAV11801 | Inductive proximity sensor M30 24-240V AC/DC 2M Cable (Telemecanique) | EA | 14 | Schneider Electric
51 | XS7C4A1MPG13 | Inductive Proximity Sensor 40x40x117 24-240V AC/DC (Telemecanique) | EA | 3 | Schneider Electric
52 | ZCP21 | Limit Switch 1NC 1NO Snap Action (Telemecanique) | EA | 8 | Schneider Electric
53 | ZCMD21 | Limit Switch 1NC+1NO Silver snap action (Telemecanique) | EA | 2 | Schneider Electric
54 | LA4SKE1U | Suppressor Module Varistor 110-250V AC/DC | EA | 6 | Schneider Electric
55 | METSEDM6200 | Digital Meter with Basic Readings- with communication | EA | 4 | Schneider Electric
56 | XB4BS8444 | Emergency Stop Push Button- Red 40mm 22mm 2NC | EA | 48 | Schneider Electric
57 | VW3A3601 | Communication Module Ethercat 100Mbps 2xRJ45 Connectors | EA | 11 | Schneider Electric
58 | LRD4367 | Thermal Overload Relay 95-120A Class 10A | EA | 2 | Schneider Electric
59 | ATV930U40N4 | VARIABLE SPEED DRIVE ATV930 4KW 400-480V IP21 | EA | 10 | Schneider Electric
60 | ATV930U30N4 | VARIABLE SPEED DRIVE ATV930 3KW 400-480V IP21 | EA | 7 | Schneider Electric
61 | LV432876 | Circuit Breaker Compact 630A 36kA 3P 415VAC | EA | 14 | Schneider Electric
62 | LC1D115M5 | Contactor 3P(3 NO) 115A 220VAC | EA | 6 | Schneider Electric
63 | LC1D115M7 | Contactor 3P(3 NO) 115A 220VAC | EA | 9 | Schneider Electric
64 | LV426119 | Circuit Breaker Compact NSXm 160A 4P 16kA 380/415(IEC) | EA | 12 | Schneider Electric
65 | METSECT5DB200 | Current Transformer Tropicalised 2000 5 double output for bars 38x127 | EA | 20 | Schneider Electric
66 | EZC100N3015 | Circuit Breaker 15A 3P 690VAC | EA | 29 | Schneider Electric
67 | BCH2LF0733CA5C | Servo Motor 80mm 750W with Oil seal | EA | 2 | Schneider Electric
68 | EZC100N4016 | Circuit Breaker -TMD- 16A 4P | EA | 4 | Schneider Electric
69 | A9F44363 | MINIATURE CIRCUIT BREAKER 63A C 3P Acti9 iC60N | EA | 30 | Schneider Electric
70 | GV2P08 | Motor circuit breaker, TeSys GV2, 3P, 2.5A-4A, thermal magnetic, screw clamp terminals | EA | 25 | Schneider Electric
71 | GV2P10 | Motor Circuit Breaker 3P 4-6.3A Screw | EA | 31 | Schneider Electric
72 | METSEPM5310 | PM5310 Meter Modbus up to 31st H 256K 2DI/2DO 35 Alarms | EA | 3 | Schneider Electric
73 | METSECT5CC010 | Current Transformer Tropicalised DIN Mount 100 5 | EA | 3 | Schneider Electric
74 | LAD8N20 | Auxiliary Contact Block 2NO Screw clamp terminals for LC1D09-LC1D150 | EA | 10 | Schneider Electric
75 | A9MEM3255 | Energy Meter 1 digital I - 1 digital O | EA | 10 | Schneider Electric
76 | GV2P14 | Manual Starter and Protector 6-10 A screw clamp | EA | 13 | Schneider Electric
77 | LC1D38BD | Contactor 3P(3 NO) 338A 24VDC | EA | 10 | Schneider Electric
78 | XVS14BMW | Multisound siren 12-24VDC | EA | 2 | Schneider Electric
79 | BMEXBP0400 | Rack Modicon X80 4 slots Ethernet backplane | EA | 2 | Schneider Electric
80 | LRD05 | Thermal Overload Relay 0.63-1A Class 10A | EA | 8 | Schneider Electric
81 | XB5KSM | Annunciator, Complete buzzer, plastic, 22mm, continuous or intermittent tone, 230-40VAC | EA | 9 | Schneider Electric
82 | VW3A8306DRC | Modbus line terminator 120Ohm for screw terminal | EA | 10 | Schneider Electric
83 | METSEPM5110 | Power meter PowerLogic PM5110, 1DO 33 alarms | EA | 6 | Schneider Electric
84 | LC1D25BL | Contactor 3P(3 NO) 25A 24VDC | EA | 11 | Schneider Electric
85 | ATV320U07N4C | Variable Speed Drive ATV320 0.75kW 380-500V | EA | 19 | Schneider Electric
86 | ATV320U04N4C | Variable Speed Drive ATV320 0.37kW 380-500V | EA | 17 | Schneider Electric
87 | ATV320U15N4C | Variable Speed Drive ATV320 1.5kW 380-500V | EA | 5 | Schneider Electric
88 | ATV320U15M3C | Variable Speed Drive ATV320 1.5kW 200-240V | EA | 2 | Schneider Electric
89 | LAD9D4002 | Electrical Interlock Kit For CONT 40-65 | EA | 5 | Schneider Electric
90 | ATS01N209QN | Soft Starter for asynchronous motor, Altistart 01, ATS01, 9A, 380-415V, 4kW | EA | 4 | Schneider Electric
91 | ATS01N206QN | Soft starter for asynchronous motor, Altistart 01, ATS01, 6A, 380-415V, 1.5-3kW | EA | 1 | Schneider Electric
92 | LV510307 | Circuit breaker EasyPact CVS100B, 25 kA at 415 VAC, 100A 3P | EA | 18 | Schneider Electric
93 | LC1D65ABBE | Contacotr 3P 65A 24VDC | EA | 10 | Schneider Electric
94 | LC1D32B7 | Contactor 3P(3 NO) 32A 24VAC | EA | 8 | Schneider Electric
95 | LC1D25N7 | Contactor 3P(3 NO) 25A 415VAC | EA | 10 | Schneider Electric
96 | LC1D65008M7 | Contactor 4P(2 NO + 2NC) 80A 220VAC | EA | 10 | Schneider Electric
97 | GV2P21 | Manual Starter and Protector, Thermal Magnetic Circuit Protector 17-23A | EA | 25 | Schneider Electric
98 | CAD50BD | Control Relay 5 NO 24VDC | EA | 71 | Schneider Electric
99 | A9F44201 | Miniature Circuit Breaker 1A 2P Acti9 iC60N | EA | 4 | Schneider Electric
100 | A9N18374 | Miniature Circuit Breaker Acti9 C120N, 4P, 100A, C curve | EA | 2 | Schneider Electric
101 | A9F44263 | Miniature Circuit breaker Acti9 iC60N Disbo, 2P, 63A, C curve | EA | 35 | Schneider Electric
102 | ABL8RED24400 | Redundancy Module 40A For Regulated SMPS | EA | 1 | Schneider Electric
103 | LUB32 | Power Base 32A Screw Clamps | EA | 1 | Schneider Electric
104 | TCSMCNAM3M002P | Connection Cable USB to RJ45 (For Connection between PC & Drive) | EA | 4 | Schneider Electric
105 | ZBY2387 | 22mm Push Button, legend holder 30 x 40 mm, with legend 8 x 27 mm, marked HAND OFF AUTO | EA | 10 | Schneider Electric
106 | ZBY8140 | Blank legend, unmarked Ø 90 for emergency stop pushbutton | EA | 10 | Schneider Electric
107 | TCSXCNAMUM3P | M238 logic controller terminal port/USB port cord set, 3M | EA | 2 | Schneider Electric
108 | CA3KN40BD | Control Relay 4 NO 24VDC | EA | 30 | Schneider Electric
109 | RSB1A120BDS | Interface plug in relay with socket 12A 1CO 24VDC | EA | 15 | Schneider Electric
110 | RSL1AB4BD | Slim interface plug in relay 6A 1CO 24VDC | EA | 8 | Schneider Electric
111 | RXM4AB2P7 | Miniature Plug In Relay 6A 4CO With LED 230VAC | EA | 12 | Schneider Electric
112 | CA4KN31BW3 | Control Relay 3 NO +1 NC 24VDC | EA | 23 | Schneider Electric
113 | RXM4LB2BD | Miniature plug-in relay-Zelio RXM4L-4 C/O-24VDC-3 A-with LED | EA | 160 | Schneider Electric
114 | RXM4AB2BD | Miniature plug-in relay, 6 A, 4CO, LED, 24VDC | EA | 400 | Schneider Electric
115 | RXM2AB1P7 | Miniature plug-in relay, 12A, 2 CO, 230 VAC | EA | 3 | Schneider Electric
116 | LADR2 | Time delay auxiliary contact block, 1NO + 1NC, off delay 1-30s, front | EA | 15 | Schneider Electric
117 | LADN31 | Auxiliary Block 3 NO and 1 NC for LC1D09 to LC1D150 contactors | EA | 28 | Schneider Electric
118 | LAD7B106 | Adapter terminal block for separate mounting of LRD01-D35 LR3D01-D35 | EA | 3 | Schneider Electric
119 | LAD6K10M | CONTACTOR MECH. LATCH CONTACT BLOCK | EA | 5 | Schneider Electric
120 | LADT2 | Pneumatic time delay attachment, on delay, 0.1 to 30 sec, 1 NO and 1 NC | EA | 14 | Schneider Electric
121 | LADS2 | Time delay auxiliary contact block 1NO + 1NC, on delay 1-30s | EA | 2 | Schneider Electric
122 | 29450 | Standard auxiliary contact, 1 changeover contact type | EA | 3 | Schneider Electric
123 | LC1D12G7 | Contactor nonreversing, 12A, 7.5HP at 480VAC 3P 3NO | EA | 4 | Schneider Electric
124 | LC1K0610B7 | Contactor 3P 440V 6A 1NO 24VAC | EA | 1 | Schneider Electric
125 | LC1E2501M5 | Contactor 3P(3 NO) 25A 220VAC | EA | 1 | Schneider Electric
126 | LC1E3201M5 | Contactor 3P(3 NO) 32A 220VAC | EA | 1 | Schneider Electric
127 | LC1E1801M5 | Contactor 3P(3 NO) 18A 220VAC | EA | 1 | Schneider Electric
128 | RM17TG20 | 3-phase control relay, 5A 2CO 208-480VAC | EA | 1 | Schneider Electric
129 | RE17RHMU | Dual Function Relay 8A 1CO 1s-100h On-Delay 24VDC | EA | 2 | Schneider Electric
130 | CAD50M7 | Control Relay 5NO 220VAC | EA | 2 | Schneider Electric
131 | RXZE2S114M | Socket, Electromechanical Relays for RXM2 RXM4 relays | EA | 10 | Schneider Electric
132 | LRD04 | Thermal Overload Relay 0.4-0.63A Class 10A | EA | 5 | Schneider Electric
133 | LRD03 | Thermal Overload Relays 0.25-0.4A Class 10A | EA | 5 | Schneider Electric
134 | LRD10 | Thermal Overload Relay 4-6A Class 10A | EA | 3 | Schneider Electric
135 | RXM4AB1P7 | Miniature Plug-in Relay 6A 4CO 230VAC | EA | 10 | Schneider Electric
136 | GV2P07 | Manual Starter and Protector 1.6-2.5A | EA | 2 | Schneider Electric
137 | KB32 | Switch 16AX 250V 2Way 2Gang White | EA | 59 | Schneider Electric
138 | RXM040W | Diode 6-250VDC for RPZ/RXZ sockets | EA | 10 | Schneider Electric
139 | RUMC32BD | Universal Plug in Relay 10A 3CO with LED 24VDC | EA | 14 | Schneider Electric
140 | CAD32P7 | Control Relay 3NO + 2NC 230VAC | EA | 6 | Schneider Electric
141 | CAD32M7 | Control Relay 3NO + 2NC 220VAC | EA | 2 | Schneider Electric
142 | LRD12 | Thermal Overload Relay 5.5-8A Class 10A | EA | 43 | Schneider Electric
143 | 50441 | Closed toroid A type ID=200mm 400A | EA | 2 | Schneider Electric
144 | ILE2K661PC1A3 | Brushless DC motor 24-48V 174mm, straight teeth gear, 54:1 | EA | 1 | Schneider Electric
145 | KB33 | Switch 16AX 250V 2Way 3Gang White | EA | 1 | Schneider Electric
146 | VW3A1111 | Graphic Display Terminal 240 x 160 pixels, IP65 | EA | 1 | Schneider Electric
147 | GGBL3090 | Lisse White moulded - socket-outlet - 15A - 1gang | EA | 66 | Schneider Electric
148 | GGBL1042 | Lisse - Plate switch - 4 gang 2 way - 10AX - white | EA | 50 | Schneider Electric
149 | GGBL1032 | Lisse - Plate switch - 3 gang 2 way - 10AX White | EA | 38 | Schneider Electric
150 | GGBL1022 | Lisse - Plate switch - 2 gangs 2 way - 10AX - white | EA | 21 | Schneider Electric
151 | GGBL1011 | Lisse - 1-way plate switch - 1 gang - 10AX - white | EA | 69 | Schneider Electric
152 | ATS48D17Q | Soft starter for asynchronous motor, Altistart 48, 14.8A, 230-415V, 3-15kW | EA | 10 | Schneider Electric
153 | ATV320U75N4B | Variable Speed Drive ATV320 7.5Kw 380-500V 3P | EA | 4 | Schneider Electric
154 | ABL8TEQ24100 | Rectified and Filtered Power Supply 3P 400VAC 24V 10A | EA | 2 | Schneider Electric
155 | EZC100F3100 | Circuit Breaker TMD 100A 3P | EA | 119 | Schneider Electric
156 | LC1D18M7 | Contactor 3P(3NO) 18A 220VAC | EA | 35 | Schneider Electric
157 | EZC100F3060 | Circuit Breaker EasyPact EZC100F TMD 60A 3P 3d | EA | 5 | Schneider Electric
158 | VCCF0 | Switch disconnector for ON/emergency stop,25A | EA | 5 | Schneider Electric
159 | ABR1S318B | Output interface module - 17.5 mm-24VAC/DC 1C/O | EA | 29 | Schneider Electric
160 | ZA2EE102 | Single contact block for head Ø22, 1 NC | EA | 80 | Schneider Electric
161 | XA2ED33 | selector switch - Ø22 - standard handle - 3 positions - 2NO | EA | 5 | Schneider Electric
162 | ZA2EE101 | Single contact block for head Ø22, 1 NO | EA | 80 | Schneider Electric
163 | STBXSP3020 | terminal for grounding kit - shielded cable of 5 to 11 mm2 | EA | 1 | Schneider Electric
164 | VDI9907 | Multiplus 6 Ports clear Label holder | EA | 7 | Schneider Electric
165 | DZ5CE352 | Cable ends single conductor, red, 35mm², for insulated cable | EA | 34 | Schneider Electric
166 | DZ5CE162D | Cable ends single conductor, blue, 16mm², for insulated cable | EA | 34 | Schneider Electric
167 | DZ5CE102 | CABLE END INSULATED FOR CLIP-IN MARKER, 10MM², MEDIUM SIZE, BROWN | EA | 34 | Schneider Electric
168 | DZ5CE252 | Cable ends single conductor, black, 25mm², for insulated cable | EA | 34 | Schneider Electric
169 | 33121 | Set of Nuts for Connect 4p Ns630b-1600 | SET | 1 | Schneider Electric
170 | RXZR335 | mounting accessory maintaining clamp | EA | 10 | Schneider Electric
171 | ATV320U06N4C | Variable speed drive ATV320 0.55kW 380-500V 3P Compact | EA | 3 | Schneider Electric
172 | ATV320U55N4B | Variable Speed Drive Book ATV320 5.5kW 380-500V 3P | EA | 4 | Schneider Electric
173 | DF2CN06 | Fuse cartridge 10 x 38 mm-gG 6A-w/o indication | EA | 826 | Schneider Electric
174 | ATV320U40N4C | variable speed drive Compact ATV320 4kW 380-500V 3P | EA | 5 | Schneider Electric
175 | ATS01N106FT | soft starter for asynchronous motor ATS01 6A 110-480V 0.75-3kW | EA | 1 | Schneider Electric
176 | ATS01N103FT | Soft starter for asynchronous motor ATS01 3A 110-480V 0.55-1.1kW | EA | 6 | Schneider Electric
177 | VW3A8306R10 | cable for Modbus serial link, Zelio logic, 2 x RJ45, cable 1m | EA | 3 | Schneider Electric
178 | ZB4BZ102 | Single contact block with body fixing collar, metal, screw clamp terminal, 1NC | EA | 198 | Schneider Electric
179 | METSECT5CC020 | Current transformer tropicalised DIN mount 200 5 for cables d.21mm | EA | 18 | Schneider Electric
180 | ATV320U07M3C | Variable speed drive ATV320 0.75kW 200-240V 3P compact | EA | 2 | Schneider Electric
181 | ATV320U04M2C | Variable speed drive ATV320 0.37kW 200-240V 1P Compact | EA | 3 | Schneider Electric
182 | LC1D12P7 | Contactor 3P(3NO) 12A 230VAC | EA | 34 | Schneider Electric
183 | ZBE102 | Single contact block screw clamp terminal, 1 NC | EA | 45 | Schneider Electric
184 | LC1D32M7 | Contactor 3P(3NO) 32A, 220VAC | EA | 59 | Schneider Electric
185 | XA2EA42 | Complete push button plastic, flush, red, 22mm, spring return, unmarked, 1NC | EA | 10 | Schneider Electric
186 | ZB5AW313 | Head for illuminated push button white flush, 22mm, universal LED, spring return, plain lens | EA | 10 | Schneider Electric
187 | ZBE503 | Double contact block's for head Ø22 2NO | EA | 10 | Schneider Electric
188 | ZBE101 | Single contact block screw clamp terminal, 1 NO | EA | 19 | Schneider Electric
189 | XB4BD21 | Selector switch, metal, black, Ø22, 2 positions, stay put, 1 NO | EA | 2 | Schneider Electric
190 | ZENL1111 | Single contact block 1NO | EA | 10 | Schneider Electric
191 | XB5AA45 | Push button plastic, flush, red, 22mm, spring return, unmarked, 1NO+1NC | EA | 2 | Schneider Electric
192 | ZBVB3 | Light block for head 22mm green, integral LED, 24V AC DC | EA | 2 | Schneider Electric
193 | ZBV6 | Light block for head 22mm for BA9s bulb, It 250V, screw clamp terminal | EA | 10 | Schneider Electric
194 | ZB4BW0B45 | Light block with body fixing collar metal, red, integral LED, 24V AC DC, 1NO+1NC | EA | 1 | Schneider Electric
195 | XB4BA42 | Push button metal, flush, red, 22mm, spring return, unmarked, 1NC | EA | 2 | Schneider Electric
196 | ZBVB4 | Light block for head 22mm red, integral LED, 24V AC DC | EA | 5 | Schneider Electric
197 | ZBVM3 | Light block for head Ø22, green, integral LED, 230-240VAC | EA | 9 | Schneider Electric
198 | XB5AD21 | 22mm Push Button, 2 position selector switch, black, maintained, 1 NO, marked OFF ON | EA | 7 | Schneider Electric
199 | RXZ400 | Maintaining clamp for RXM sockets, metal | EA | 8 | Schneider Electric
200 | LC1D09B7 | Contactor TeSys D 3P(3 NO) - AC-3 - <= 440 V 9 A - 24 V AC coil | EA | 4 | Schneider Electric
201 | LC1D09BL | Contactor TeSys D 3P(3 NO) - AC-3 - <= 440 V 9 A - 24 V DC coil | EA | 3 | Schneider Electric
202 | A9F44216 | Miniature Circuit breaker Acti9 iC60N 2P 16A C | EA | 32 | Schneider Electric
203 | A9F44104 | Miniature Circuit breaker 1P 4A C | EA | 6 | Schneider Electric
204 | A9F54132 | Miniature Circuit breaker 1P 32A C | EA | 3 | Schneider Electric
205 | A9F73220 | Miniature circuit-breaker, Acti9 iC60N, 2P, 20 A, B curve, 6000 A (IEC 60898-1), 10 kA (IEC 60947-2) | EA | 2 | Schneider Electric
206 | A9N61506 | Miniature circuit breaker - C60H - 1 pole - 6 A - C curve | EA | 2 | Schneider Electric
207 | A9N61502 | Miniature circuit breaker - C60H - 1 pole - 2 A - C curve | EA | 2 | Schneider Electric
208 | GB2CB09 | GB2 thermal magnetic circuit protector, 1 P, 4 A, Id = 52 A | EA | 2 | Schneider Electric
209 | A9F54316 | Miniature Circuit breaker Acti9 iC60H 3P 16A C | EA | 21 | Schneider Electric
210 | A9N18364 | Miniature circuit breaker Acti9 C120N, 3P, 63A, C curve | EA | 1 | Schneider Electric
211 | A9F44132 | Miniature circuit breaker Acti9 iC60N Disbo, 1P, 32A, C curve | EA | 2 | Schneider Electric
212 | A9F54216 | Miniature Circuit breaker Acti9 iC60H 2P 16A C | EA | 2 | Schneider Electric
213 | GV2ME063 | Motor circuit breaker 3P, 1-1.6 A, thermal magnetic, spring terminals | EA | 1 | Schneider Electric
214 | GV3P18 | Manual Starter and Protector rotary knob, 12-18 A | EA | 2 | Schneider Electric
215 | GV2ME14 | Motor circuit breaker 3P 6-10A | EA | 9 | Schneider Electric
216 | GV2ME04 | Motor circuit breaker 3P 0.4-0.63A | EA | 2 | Schneider Electric
217 | A9F44120 | Miniature circuit breaker Acti9 iC60N 1P, 20A, C curve | EA | 46 | Schneider Electric
218 | A9F44302 | Miniature Circuit breaker Acti9 iC60N 3P 2A C | EA | 7 | Schneider Electric
219 | A9F74363 | Miniature Circuit Breaker 63A iC60N 3P C Curve | EA | 2 | Schneider Electric
220 | EZ9F56363 | Miniature circuit breaker Easy9 63A 3P 63A C curve 400V 6000A (IEC/EN 60898-1) | EA | 4 | Schneider Electric
221 | GV2AF4 | Combination block TeSys Deca between GV2(Screw connection) mounted on LAD311 and LC1D09-D38 | EA | 8 | Schneider Electric
222 | A9R44425 | Residual current breaker Acti9 iID 25A 4P AC type 300mA | EA | 1 | Schneider Electric
223 | GV2ME01 | Manual Starter and Protector push buttons 0.1-0.16 A | EA | 3 | Schneider Electric
224 | GV2ME02 | Motor circuit breaker 3P 0.16-0.25 A | EA | 4 | Schneider Electric
225 | GV2ME05 | Motor circuit breaker 3P, 0.63-1 A | EA | 9 | Schneider Electric
226 | GV2P16 | Motor circuit breaker TeSys GV2 3P 9-14 A | EA | 31 | Schneider Electric
227 | GV2ME21 | Motor circuit breaker 3P 17-23A button control | EA | 28 | Schneider Electric
228 | GV2P20 | Motor circuit breaker TeSys GV2 3P 13-18A | EA | 40 | Schneider Electric
229 | GV2P32 | Motor circuit breaker 3P 24-32A | EA | 24 | Schneider Electric
230 | GV2ME20 | Motor circuit breaker TeSys GV2 3P 13-18 A | EA | 25 | Schneider Electric
231 | A9R41263 | RCCB Acti9 iID 2 pole, 63A, 30mA, type AC | EA | 1 | Schneider Electric
232 | A9R12291 | RCCB Acti9 iID 2P - 100A - 100mA - type AC | EA | 1 | Schneider Electric
233 | A9R41240 | RCCB Acti 9 iID 2P - 40A - 30mA - type AC | EA | 2 | Schneider Electric
234 | GV2ME03 | Motor circuit breaker TeSys Deca, 3P 0.25-0.4A button control | EA | 1 | Schneider Electric
235 | GV2ME22 | Motor circuit breaker TeSys Deca 3P 20-25A | EA | 11 | Schneider Electric
236 | XZCP1340L10 | Pre wired connectors XZ, elbowed female M12 3 pins cable PUR 10m | EA | 10 | Schneider Electric
237 | XS630B1PBM12 | Inductive sensor XS6 M30 - L74mm -Sn15mm -12-48VDC - M12 | EA | 20 | Schneider Electric
238 | XS630B1MAU20 | Inductive sensor XS6 M30 - L73mm -Sn15mm - 24-240VAC/DC - 1/2" | EA | 65 | Schneider Electric
239 | XS630B1PAL10EX | Inductive Proximity Switch 12…48V NO 10M CABLE | EA | 5 | Schneider Electric
240 | XZCP1340L5 | Pre wired connectors XZ, elbowed female, M12, 3 pins, cable PUR 5m | EA | 4 | Schneider Electric
241 | XS630B1MBL2 | Inductive Proximity Sensor 0.591" (15mm) IP68 Cylinder, Threaded - M30 | EA | 76 | Schneider Electric
242 | XCKN2145P20 | Limit switch, Limit switches XC Standard, XCKN, 1NC+1 NO, snap, M20 | EA | 16 | Schneider Electric
243 | ZCE10 | limit switch head ZCE - metal end plunger | EA | 10 | Schneider Electric
244 | ZCY45 | Limit switch XC Standard, ZCY, thermoplastic roller variable length | EA | 10 | Schneider Electric
245 | XS630B1PAL2 | Inductive sensor XS6 M30 - L62mm - Sn15mm - 12-48VDC - cable 2m | EA | 10 | Schneider Electric
246 | LAD22 | Sheet of labels - blank - 8 x 12mm | EA | 15 | Schneider Electric
247 | ATV930D22N4 | Variable Speed Drive ATV900 ATV930 22kW 400-480V | EA | 6 | Schneider Electric
248 | ATV930D15N4 | Variable Speed Drive ATV900 ATV930 15kW 400-480V | EA | 8 | Schneider Electric
249 | ATS480C11Y | Soft starter, Altistart 480, 110A, 208 to 690V AC, control supply 110 to 230V AC | EA | 2 | Schneider Electric
250 | ATS22D47Q | Soft starter for asynchronous motor, Altistart 22, 230-440V, 11-22kW | EA | 12 | Schneider Electric
251 | HMISBC | Controller Rear Module panel, Dig 8 inputs/8 outputs +Ana 4 In/2 Out | EA | 1 | Schneider Electric
252 | LC1D150M7 | Contactor TeSys Deca, 3P(3NO) 150A 220VAC | EA | 16 | Schneider Electric
253 | METSEPM3200 | PowerLogic, PM3200 power meter | EA | 31 | Schneider Electric
254 | 28909 | Switch disconnector 100A 4P | EA | 24 | Schneider Electric
255 | 28903 | Switch disconnector 63A 4P | EA | 96 | Schneider Electric
256 | ATS480C32Y | Soft starter Altistart 480, 320A 208-690V AC | EA | 2 | Schneider Electric
257 | ATV930D30N4 | Variable speed drive ATV930, 30kW, 400-480V | EA | 10 | Schneider Electric
258 | LC1DT40M7 | Contactor 4P(4NO) 40A 220VAC | EA | 20 | Schneider Electric
259 | ATV930U55N4 | Variable speed drive ATV930, 5.5kW, 400-480V | EA | 6 | Schneider Electric
260 | AT1PA7 | STRIPPING PLIERS | EA | 31 | Schneider Electric
261 | K10F003UCH | K1, K2, Cam changeover switch, 3 poles, with off position 10 A, for Ø 16 or 22 mm | EA | 50 | Schneider Electric
262 | LC1D12M7 | Contactor TeSys Deca, 3P(3NO) 12A, 220V AC | EA | 69 | Schneider Electric
263 | GV2ME32 | Motor circuit breaker TeSys Deca, 3P, 24-32A | EA | 43 | Schneider Electric
264 | LC1D38M7 | Contactor TeSys Deca, 3P(3NO) 38A 220V AC | EA | 28 | Schneider Electric
265 | LV525332 | Circuit breaker EasyPact 36kA at 415VAC, 200A 3P | EA | 6 | Schneider Electric
266 | LV430841 | circuit breaker Compact NSX160N TMD 125A 3P 3d | EA | 5 | Schneider Electric
267 | LV429841 | Circuit Breaker Compact NSX100N 80A 3P | EA | 3 | Schneider Electric
268 | LV429860 | Circuit Breaker Compact NSX100N 100A 4P | EA | 15 | Schneider Electric
269 | LV432408 | circuit breaker ComPact NSX400N 400A 4P | EA | 1 | Schneider Electric
270 | LV429865 | Circuit Breaker Compact NSX100N 32A 4P | EA | 15 | Schneider Electric
271 | A9F44125 | Miniature Circuit breaker 25A 1P C | EA | 9 | Schneider Electric
272 | GVAD1010 | Auxiliary Contact TeSys GV2 & GV3 1NO + 1NO(fault) | EA | 5 | Schneider Electric
273 | LA1KN22 | Auxiliary contact block TeSys K 2 NO + 2 NC | EA | 10 | Schneider Electric
274 | ZB2BE102 | 22mm Push Button, add on contact block, 1 NC | EA | 24 | Schneider Electric
275 | ZB2BE101 | 22mm Push Button, add on contact block, 1 NO | EA | 1 | Schneider Electric
276 | GVAE20 | Auxiliary Contact TeSys Deca 2 NO | EA | 5 | Schneider Electric
277 | A9F44106 | Miniature Circuit breaker Acti9 iC60N Disbo 6A 1P C Curve | EA | 35 | Schneider Electric
278 | A9N18352 | Miniature circuit-breaker, Acti9 C120N 4P 63A B Curve | EA | 2 | Schneider Electric
279 | A9N18481 | Miniature circuit-breaker Acti9 C120H 4P 125A C curve | EA | 1 | Schneider Electric
280 | A9F44140 | Miniature circuit breaker Acti9 iC60N Disbo 1P 40A C curve | EA | 11 | Schneider Electric
281 | A9F54463 | Miniature Circuit breaker Acti9 iC60H 4P 63A C | EA | 26 | Schneider Electric
282 | A9F44220 | Acti9 iC60N 2P 20A C Miniature Circuit breaker | EA | 35 | Schneider Electric
283 | LV431832 | Circuit Breaker Compact NSX250N 160A 3P | EA | 2 | Schneider Electric
284 | LV525331 | Circuit Breaker EasyPact CVS250F 160A 3P | EA | 2 | Schneider Electric
285 | A9F44102 | Miniature circuit breaker Acti9 iC60N Disbo 2A 1P C Curve | EA | 15 | Schneider Electric
286 | A9F54306 | Miniature Circuit breaker Acti9 iC60H 3P 6A C | EA | 11 | Schneider Electric
287 | A9F54106 | Miniature Circuit breaker Acti9 iC60H 1P 6A C | EA | 22 | Schneider Electric
288 | A9F44316 | Miniature Circuit breaker Acti9 iC60N 3P 16A C | EA | 4 | Schneider Electric
289 | LC1D18P7 | circuit breaker EasyPact CVS100B 63A 3P | EA | 5 | Schneider Electric
290 | LV429633 | Circuit breaker, ComPact NSX100F 50A 3P | EA | 5 | Schneider Electric
291 | A9F54320 | Miniature Circuit breaker Acti9 iC60H 3P 20A C | EA | 12 | Schneider Electric
292 | A9N60741 | Miniature circuit-breaker Acti9 C120N 4P 80A C curve | EA | 9 | Schneider Electric
293 | EZ9F56206 | Miniature Circuit Breaker Easy9 2P 6A C curve | EA | 23 | Schneider Electric
294 | 16794 | Residual Current Circuit Breaker 4P 63A | EA | 15 | Schneider Electric
295 | A9F54332 | Miniature Circuit Breaker Acti9 iC60H 3P 32A C | EA | 22 | Schneider Electric
296 | A9F44232 | Miniature Circuit Breaker Acti9 iC60N 2P 32A C | EA | 50 | Schneider Electric
297 | A9F44101 | Miniature Circuit Breaker Acti9 iC60N 1P 1A C | EA | 24 | Schneider Electric
298 | A9F74110 | Miniature Circuit Breaker iC60N 1P 10A C curve | EA | 10 | Schneider Electric
299 | A9N61522 | Miniature Circuit Breaker C60H 2P 2A C curve | EA | 4 | Schneider Electric
300 | A9F74120 | Miniature Circuit Breaker iC60N 1P 20A C curve | EA | 7 | Schneider Electric
301 | A9F44225 | Miniature Circuit Breaker Acti9 iC60N 2P 25A C | EA | 34 | Schneider Electric
302 | A9F44250 | Miniature Circuit Breaker Acti9 iC60N 2P 50A C | EA | 6 | Schneider Electric
303 | A9N61503 | Miniature Circuit Breaker C60H 1P 3A C curve | EA | 11 | Schneider Electric
304 | A9F54104 | Miniature Circuit Breaker Acti9 iC60H 1P 4A C | EA | 9 | Schneider Electric
305 | A9S65391 | Switch Disconnector iSW 3P 100A 415 V | EA | 1 | Schneider Electric
306 | A9F75425 | Miniature Circuit Breaker Acti9 iC60N, 4P, 25A, D curve | EA | 2 | Schneider Electric
307 | A9F54202 | Miniature Circuit Breaker Acti9 iC60H 2P 2A C | EA | 4 | Schneider Electric
308 | A9F74102 | Miniature Circuit Breaker iC60N 1P 2A C curve | EA | 8 | Schneider Electric
309 | A9F44202 | Miniature Circuit Breaker Acti9 iC60N 2P 2A C | EA | 3 | Schneider Electric
310 | A9F75104 | Miniature Circuit Breaker Acti9 iC60N, 1P, 4A, D curve | EA | 4 | Schneider Electric
311 | A9F54210 | Miniature Circuit Breaker Acti9 iC60H 2P 10A C | EA | 1 | Schneider Electric
312 | A9R41225 | Residual Current Circuit Breaker Acti 9 iID 2P 25A 30mA type AC | EA | 6 | Schneider Electric
313 | A9F44116 | Miniature Circuit Breaker Acti9 iC60N Disbo 1P 16A C curve | EA | 29 | Schneider Electric
314 | A9F75101 | Miniature Circuit Breaker Acti9 iC60N 1P 1A D curve | EA | 7 | Schneider Electric
315 | ABL8WPS24200 | Regulated switch power supply 3P 380-500VAC 24V 20A | EA | 26 | Schneider Electric
316 | BLRCH250A300B40 | VarPlus Can HDuty Capacitor 25/30 kvar 400 V | EA | 10 | Schneider Electric
317 | C12H3TM125L | Circuit Breaker ComPacT NSXm H 32P 125A | EA | 4 | Schneider Electric
318 | A9F44350 | Miniature Circuit Breaker Acti9 iC60N Disbo 3P 50A C curve | EA | 1 | Schneider Electric
319 | C11H3TM100L | Circuit Breaker ComPacT NSXm 160H 3P 100A | EA | 5 | Schneider Electric
320 | A9F73216 | Miniature circuit breaker Acti9 iC60N 16A 2P 6000A (IEC/EN 60898-1), 10kA (IEC/EN 60947-2) | EA | 1 | Schneider Electric
321 | C11B3TM080L | Circuit Breaker ComPacT NSXm 160B 3P 80A 25kA/415VAC | EA | 4 | Schneider Electric
322 | METSEPM3255 | Power Meter PM3255 2 digital I - 2 digital O - RS485 | EA | 1 | Schneider Electric
323 | ATV320D15N4B | Variable Speed Drive ATV320 15kW 3380-500V 3P | EA | 5 | Schneider Electric
324 | ATS22D62Q | Soft Starter for asynchronous motor, Altistart 22 230-440V 15-30kW | EA | 2 | Schneider Electric
325 | ATV930D11N4 | Variable Speed Drive ATV930 11kW 400-480V IP21 | EA | 2 | Schneider Electric
326 | ATV930U75N4 | Variable Speed Drive ATV930 7.5kW 400-480V IP21 | EA | 2 | Schneider Electric
327 | ATV930D37N4 | Variable Speed Drive ATV930 37kW 400-480V IP21 | EA | 3 | Schneider Electric
328 | ATV930D75N4 | Variable Speed Drive ATV930 75kW 400-480V IP21 | EA | 1 | Schneider Electric
329 | ATV930D90N4 | Variable Speed Drive ATV930 90kW 400-480V IP21 | EA | 1 | Schneider Electric
330 | ATV930D45N4 | Variable Speed Drive ATV930 45kW 400-480V IP21 | EA | 2 | Schneider Electric
331 | ATV930D55N4 | Variable Speed Drive ATV930 55kW 400-480V IP21 | EA | 2 | Schneider Electric
332 | ATV630D30N4 | Variable Speed Drive ATV630 30kW 40hp 380-480V IP21 | EA | 1 | Schneider Electric
333 | ATV630D37N4 | Variable Speed Drive ATV630 37kW 50hp 380-480V IP21 | EA | 1 | Schneider Electric
334 | ATV630C16N4F | Variable Speed Drive ATV630 160kW 380-480V IP21 | EA | 1 | Schneider Electric
335 | ATV650U40N4 | Variable Speed Drive ATV 650 4kW 400-480V IP55 | EA | 3 | Schneider Electric
336 | ATV650D90N4 | Variable Speed Drive ATV 650 90kW 400-480V IP55 | EA | 1 | Schneider Electric
337 | RSB2A080P7S | Plug-in relay 8A 250VAC 230V 2C/O | EA | 10 | Schneider Electric
338 | RSZE1S48M | Socket 10A 2C/O 3.5mm 250VAC | EA | 10 | Schneider Electric
339 | A9N18376 | Circuit breaker 4P -125A -C curve C120N | EA | 1 | Schneider Electric
340 | LC1D09BD | TeSys D contactor - 3P(3 NO) - AC-3 - <= 440 V 9A - 24 V DC coil | EA | 5 | Schneider Electric
341 | LV525312 | circuit breaker EasyPact CVS250B, 25kA at 415VAC, 200A TMD trip unit, 4P 3d | EA | 2 | Schneider Electric
342 | LV525313 | Circuit breaker EasyPact CVS250B, 25kA at 415VAC, 250A TMD trip unit, 4P 3d | EA | 4 | Schneider Electric
343 | LV510305 | circuit breaker EasyPact CVS100B, 25 kA at 415 VAC, 63 A rating thermal magnetic TM-D trip unit, 3P 3d | EA | 20 | Schneider Electric
344 | ATS480D88Y | Soft starter, Altistart 480, 88A, 208 to 690V AC, control supply 110 to 230V AC | EA | 3 | Schneider Electric
345 | LV516313 | circuit breaker EasyPact CVS160B, 25 kA at 415 VAC, 160 A rating thermal magnetic TM-D trip unit, 4P 3d | EA | 3 | Schneider Electric
346 | XB7NS8444 | Monolithic emergency stop, Harmony XB7, plastic, red mushroom 40mm, 22mm, latching turn to release, 2NC | EA | 8 | Schneider Electric
347 | LV525302 | circuit breaker EasyPact CVS250B, 25 kA at 415 VAC, 200 A rating thermal magnetic TM-D trip unit, 3P 3d | EA | 20 | Schneider Electric
348 | LV525303 | circuit breaker EasyPact CVS250B, 25 kA at 415 VAC, 250 A rating thermal magnetic TM-D trip unit, 3P 3d | EA | 20 | Schneider Electric
349 | LV516302 | circuit breaker EasyPact CVS160B, 25 kA at 415 VAC, 125 A rating thermal magnetic TM-D trip unit, 3P 3d | EA | 20 | Schneider Electric
350 | ATS22C17Q | soft starter for asynchronous motor, Altistart 22, control 230V, 230 to 440V, 45 to 90kW | EA | 2 | Schneider Electric
351 | ATS22C11Q | soft starter-ATS22-control 220V-power 230V(39kW)/400-440V(55kW) | EA | 1 | Schneider Electric
352 | LV516312 | circuit breaker EasyPact CVS160B, 25 kA at 415 VAC, 125 A rating thermal magnetic TM-D trip unit, 4P 3d | EA | 10 | Schneider Electric
353 | LV510315 | circuit breaker EasyPact CVS100B, 25 kA at 415 VAC, 63 A rating thermal magnetic TM-D trip unit, 4P 3d | EA | 9 | Schneider Electric
354 | LV540309 | circuit breaker EasyPact CVS400F, 36 kA at 415 VAC, 400 A rating thermal magnetic TM-D trip unit, 4P 3d | EA | 8 | Schneider Electric
355 | LV563319 | circuit breaker EasyPact CVS630N, 50 kA at 415 VAC, 600 A rating thermal magnetic TM-D trip unit, 4P 3d | EA | 5 | Schneider Electric
356 | EZ9F56332 | Miniature circuit breaker (MCB), Easy9, 3P, 32A, C curve, 6000A (IEC/EN 60898-1) | EA | 86 | Schneider Electric
357 | GV2ME08 | Motor circuit breaker, TeSys Deca, 3P, 2.5 to 4A, thermal magnetic, screw clamp terminals, button control | EA | 7 | Schneider Electric
358 | ATS22D17Q | soft starter for asynchronous motor, Altistart 22, control 230V, 230 to 440V, 4 to 7.5kW | EA | 4 | Schneider Electric
359 | ATS480D47Y | Soft starter, Altistart 480, 47A, 208 to 690V AC, control supply 110 to 230V AC | EA | 1 | Schneider Electric
360 | LV510317 | circuit breaker EasyPact CVS100B, 25 kA at 415 VAC, 100 A rating thermal magnetic TM-D trip unit, 4P 3d | EA | 8 | Schneider Electric
361 | LC1D09M7 | TeSys D contactor - 3P(3 NO) - AC-3 - <= 440 V 9 A - 220 V AC coil | EA | 20 | Schneider Electric
362 | 33484 | circuit breaker ComPact NS1600N, 50 kA at 415 VAC, Micrologic 2.0 trip unit, 1600 A, fixed,4 poles 4d | EA | 1 | Schneider Electric
363 | 33469 | circuit breaker ComPact NS800N, 50 kA at 415 VAC, Micrologic 2.0 trip unit, 800 A, fixed, 4 poles 4d | EA | 2 | Schneider Electric
364 | ATS22D32Q | soft starter-ATS22-control 220V-power 230V(7.5kW)/400...440V(15kW) | EA | 2 | Schneider Electric
365 | LC1D18BD | Tesys D contactor - 3P(3 NO) - AC-3 - <= 440 V 18 A - 24 V DC coil | EA | 20 | Schneider Electric
366 | ATS22D75Q | soft starter-ATS22-control 220V-power 230V(18.5kW)/400...440V(37kW) | EA | 1 | Schneider Electric
367 | LV563316 | circuit breaker EasyPact CVS630N, 50 kA at 415 VAC, 600 A rating thermal magnetic TM-D trip unit, 3P 3d | EA | 5 | Schneider Electric
368 | LV432641 | motor mechanism, MT 400-630, Compact NSX400/630, PowerPact Multistandard L, 220 to 240 VAC 50/60 Hz, 208 to 277 VAC 60 Hz | EA | 5 | Schneider Electric
369 | LV431541 | Standard motor mechanism module MT250, ComPacT NSX250, 220/240VAC 50/60Hz, 208/277VAC 60Hz | EA | 5 | Schneider Electric
370 | LV516303 | circuit breaker EasyPact CVS160B, 25 kA at 415 VAC, 160 A rating thermal magnetic TM-D trip unit, 3P 3d | EA | 20 | Schneider Electric
371 | LC1DT32M7 | TeSys; TeSys Deca, Contactor, 4P(4 NO), AC-1, <= 440V, 32A, 220V AC 50/60Hz coil, screw terminal | EA | 10 | Schneider Electric
372 | LRD35 | TeSys; TeSys Deca, Thermal overload relay, 690VAC, 30 to 38A, 1NO+1NC, class 10A, screw clamp | EA | 10 | Schneider Electric
373 | LADN01 | TeSys; TeSys Deca, Auxiliary contact block, 1NC, front mounting, screw clamp terminal | EA | 10 | Schneider Electric
374 | LADN10 | TeSys; TeSys Deca, Auxiliary contact block, 1NO, front mounting, screw clamp terminals | EA | 10 | Schneider Electric
375 | LP1K1201BD | Contactor, TeSys K, 3P, AC-3, lt or eq to 440V, 12A, 1 NC aux, 24VDC coil | EA | 5 | Schneider Electric
376 | LADN02 | Auxiliary contact block, TeSys D, 2NC, front mounting, screw clamp terminals | EA | 20 | Schneider Electric
377 | GVAE11 | TeSys Deca Manual Starter and Protector, auxiliary contact block, 1 NO and 1 NC, top mount, screw clamp | EA | 10 | Schneider Electric
378 | A9F44440 | Miniature circuit breaker (MCB), Acti9 iC60N Disbo, 4P, 40A, C curve, 6000A (IEC/EN 60898-1), 10kA (IEC/EN 60947-2) | EA | 121 | Schneider Electric
379 | A9F44325 | Acti9 iC60N 3P 25A C Miniature Circuit breaker | EA | 32 | Schneider Electric
380 | RE17RAMU | dual function relay, Harmony Timer Relays, 8A, 1CO, 1s..100h, on delay, 24V DC or 24...240V AC DC | EA | 10 | Schneider Electric
381 | LRD16 | Thermal overload relay, TeSys LRD, 9...13 A, class 10A | EA | 10 | Schneider Electric
382 | LRD14 | Tesys LRD thermal overload relays - 7...10 A - class 10A | EA | 10 | Schneider Electric
383 | EZ9F56263 | Miniature circuit breaker (MCB), Easy9, 2P, 63A, C curve, 6000A (IEC/EN 60898-1) | EA | 2 | Schneider Electric
384 | A9F44340 | Acti9 iC60N 3P 40A C Miniature Circuit breaker | EA | 20 | Schneider Electric
385 | A9F44310 | Acti9 iC60N 3P 10A C Miniature Circuit breaker | EA | 18 | Schneider Electric
386 | A9F44432 | Miniature circuit breaker (MCB), Acti9 iC60N Disbo, 4P, 32A, C curve, 6000A (IEC/EN 60898-1), 10kA (IEC/EN 60947-2) | EA | 30 | Schneider Electric
387 | GVAN20 | TeSys; TeSys Deca, - auxiliary contact block - 2 NO | EA | 10 | Schneider Electric
388 | GVAD0110 | TeSys GV2 & GV3, auxiliary contact, 1 NO + 1 NC (fault) | EA | 10 | Schneider Electric
389 | LRD3365 | TeSys LRD thermal overload relays - 80...104 A - class 10A | EA | 10 | Schneider Electric
390 | LRD332 | TeSys LRD thermal overload relays - 23...32 A - class 10A | EA | 10 | Schneider Electric
391 | LAD8N11 | Auxiliary contact block, TeSys D, 1NO + 1NC, side mounting, screw clamp terminals | EA | 18 | Schneider Electric
392 | LRD32 | TeSys; TeSys Deca, Thermal overload relay, 690VAC, 23 to 32A, 1NO+1NC, class 10A, screw clamp | EA | 10 | Schneider Electric
393 | GV2ME10 | TeSys Deca, Motor circuit breaker, TeSys Deca, 3P, 4 to 6.3A, thermal magnetic, screw clamp terminals, button control | EA | 20 | Schneider Electric
394 | LRD3363 | TeSys, Thermal overload relays, TeSys Deca, 63...80A, class 10A | EA | 10 | Schneider Electric
395 | LRD08 | TeSys; TeSys Deca, Thermal overload relay, 690VAC, 3P, 2.5 to 4A, 1NO+1NC, class 10A, screw clamp | EA | 10 | Schneider Electric
396 | 47894 | Gear motor MCH, drawout MasterPact NW, 200/240VAC 50/60Hz, spare part | EA | 3 | Schneider Electric
397 | GV2ME06 | TeSys Deca, Motor circuit breaker, TeSys Deca, 3P, 1 to 1.6A, thermal magnetic, screw clamp terminals, button control | EA | 9 | Schneider Electric
398 | GV2ME16 | TeSys Deca, Motor circuit breaker, TeSys Deca, 3P, 9 to 14A, thermal magnetic, screw clamp terminals, button control | EA | 5 | Schneider Electric
399 | LC1DT25M7 | TeSys; TeSys Deca, Contactor, 4P(4 NO), AC-1, 0 to 440V, 25A, 220VAC 50/60Hz coil | EA | 10 | Schneider Electric
400 | LC1DT60AM7 | TeSys; TeSys Deca, Contactor, 4P(4 NO), AC-1, 0 to 440V, 60A, 220VAC 50/60Hz coil | EA | 2 | Schneider Electric
401 | LRD3361 | TeSys, Thermal overload relays, TeSys Deca, 55...70 A , class 10A | EA | 10 | Schneider Electric
402 | LC1D40AM7 | TeSys; TeSys Deca, Contactor, 3P(3 NO), AC-3/AC-3e, 0 to 440V, 40A, 220VAC 50/60Hz coil | EA | 20 | Schneider Electric
403 | EZC250N3160 | circuit breaker,EasyPact EZC250N ,TMD, 160A ,3 poles 3d | EA | 28 | Schneider Electric
404 | LADN13 | Auxiliary contact block, TeSys D, 1NO + 3NC, front mounting, screw clamp terminals | EA | 20 | Schneider Electric
405 | LC1D80M7 | Contactor, TeSys Deca, 3P(3NO), AC-3/AC-3e, <=440V, 80A, 220V AC 50/60Hz coil, screw clamp terminals | EA | 10 | Schneider Electric
406 | EZC250N3250 | circuit breaker,EasyPact EZC250N ,TMD, 250A ,3 poles 3d | EA | 15 | Schneider Electric
407 | EZC250N4250 | circuit breaker, EasyPact EZC250N, TMD, 250A, 4 poles 3d | EA | 6 | Schneider Electric
408 | LC1D25M7 | Contactor, TeSys Deca, 3P(3NO), AC-3/AC-3e, <=440V, 25A, 220V AC 50/60Hz coil, screw clamp terminals | EA | 7 | Schneider Electric
409 | EZC250N4200 | circuit breaker, EasyPact EZC250N, TMD, 200A, 4 poles 3d | EA | 17 | Schneider Electric
410 | LC1DT20M7 | TeSys D contactor - 4P(4 NO) - AC-1 - <= 440 V 20 A - 220 V AC 50/60 Hz coil | EA | 10 | Schneider Electric
411 | LV429338 | extended rotary handle, ComPact NSX 100/160/250, black handle, shaft length 185 to 600 mm, IP55 | EA | 10 | Schneider Electric
412 | LV432598 | LV432598 - Extended rotary handle, Compact NSX 400/630, PowerPact Multistandard L, EasyPact CVS 400/630, black standard handle, IP55 | EA | 10 | Schneider Electric
413 | LC1D65AM7 | Contactor, TeSys Deca, 3P(3 NO), AC-3/AC-3e, <=400V, 65A, 220V AC 50/60Hz coil, screw clamp terminals | EA | 10 | Schneider Electric
414 | EZC100N4100 | circuit breaker, EasyPact EZC100N, TMD, 100A, 4 poles 3d | EA | 20 | Schneider Electric
415 | 33671 | Standard opening undervoltage release MN, ComPacT NS630b/NS3200, fixed, 200/250V AC/DC, spare part | EA | 3 | Schneider Electric
416 | LV510302 | circuit breaker, EasyPact CVS100B, 25kA at 415VAC, 32A, TM-D trip unit, 3P3d | EA | 4 | Schneider Electric
417 | LADN04 | TeSys; TeSys Deca, Auxiliary contact block, 4NC, front mounting, screw clamp terminals | EA | 20 | Schneider Electric
418 | LADT4 | TeSys; TeSys Deca, Time delay auxiliary contact block, 1NO + 1NC, on delay 10-180s, front, screw clamp terminals | EA | 10 | Schneider Electric
419 | LC1D95M7 | TeSys, Contactor, TeSys Deca, 3P(3NO), AC-3/AC-3e, 440V, 95A, 220V AC 50/60Hz coil, screw clamp terminals | EA | 6 | Schneider Electric
420 | A9F44463 | Miniature circuit breaker (MCB), Acti9 iC60N Disbo, 4P, 63A, C curve, 6000A (IEC/EN 60898-1), 10kA (IEC/EN 60947-2) | EA | 51 | Schneider Electric
421 | ATS22D88Q | soft starter for asynchronous motor, Altistart 22, control 230V, 230 to 440V, 22 to 45kW | EA | 1 | Schneider Electric
422 | EZC250N3200 | circuit breaker Easypact EZC250N - TMD - 200 A - 3 poles 3d | EA | 15 | Schneider Electric
423 | A9F44210 | Acti9 iC60N 2P 10A C Miniature Circuit breaker | EA | 16 | Schneider Electric
424 | A9F44110 | Miniature circuit breaker (MCB), Acti9 iC60N Disbo, 1P, 10A, C curve, 6000A (IEC/EN 60898-1), 10kA (IEC/EN 60947-2) | EA | 26 | Schneider Electric
425 | LP1K0901BD | TeSys K contactor - 3P - AC-3 <= 440 V 9 A - 1 NC aux. - 24 V DC coil | EA | 5 | Schneider Electric
426 | LV540306 | circuit breaker EasyPact CVS400F, 36 kA at 415 VAC, 400 A rating thermal magnetic TM-D trip unit, 3P 3d | EA | 5 | Schneider Electric
427 | 6ES7214-1BG40-0XB0 | CPU Module 1214C 85-264VAC DI 14X24VDC | EA | 1 | Siemens
428 | 3RT2036-1KB40 | Contactor 24V 51A 400V 22KW 1NO 1NC | EA | 5 | Siemens
429 | 3RT2024-1BB40 | Contactor 24V 12A 400V 5.5kW 1NO 1NC | EA | 5 | Siemens
430 | 3RT2028-1AF00 | Contactor 110V 38A 400V 18.5kW 1NO 1NC | EA | 1 | Siemens
431 | 6GK1503-3CB00 | PROFIBUS OLM/G12 V4.0 Optical Link Module | EA | 6 | Siemens
432 | 1FK7032-5AK71-1AA0 | Synchronous servo motor Compact 1.1 Nm 100K, 6000 rpm 0.50 kW | EA | 1 | Siemens
433 | 3RT5056-6AP36 | Contactor 220-240V AC/DC 185A 90KW 400V 2NO 2NC | EA | 2 | Siemens
434 | 5SE2350 | Fuse-link D02 50A/400V NEOZED gG 400VAC 250VDC | EA | 7 | Siemens
435 | 5SE2335 | Fuse-link D02 NEOZED 35A/400V gG 400VAC 250VDC | EA | 7 | Siemens
436 | 5SE2320 | Fuse-link D02 NEOZED 20A/400V gG 400VAC 250VDC | EA | 7 | Siemens
437 | 5SE2316 | Fuse-link D01 NEOZED 16A/400V gG 400VAC 250VDC | EA | 7 | Siemens
438 | 3UG4511-1BP20 | Phase Sequence Monitoring Relay 3x320-500V 2CO Screw | EA | 5 | Siemens
439 | 3RT2016-2BB41 | Contactor 24V 9A 4KW 400V 1NO | EA | 38 | Siemens
440 | 6AV2123-2GA03-0AX0 | Simatic HMI 7" 24VDC KTP700 Basic DP Basic Panel Key/touch operation | EA | 1 | Siemens
441 | 6EP4134-0GB00-0AY0 | Battery Module SITOP UPS1100 24VDC 7Ah 40A | EA | 1 | Siemens
442 | 3NW6003-1 | Fuse-link Cylindrical 10x38 gG 10A 500V | EA | 9 | Siemens
443 | 3RT2025-1BB40 | Contactor 24V 17A 400V 7.5kW 1NO 1NC | EA | 4 | Siemens
444 | 3RT2017-1BB41 | Contactor 24V 12A 400V5.5kW 1NO | EA | 5 | Siemens
445 | 5SB4311 | Fuse-link D111 DIAZED 63A GB 500VAC/440VDC | EA | 20 | Siemens
446 | 5SB4111 | Fuse-link DIII DIAZED 35A gG 500VAC/440VDC | EA | 20 | Siemens
447 | 6ES7193-4CD20-0AA0 | Terminal module TM-P15S23-A0 for ET 200S for power modules | EA | 2 | Siemens
448 | 3SK1111-1AB30 | Safety Relay 24V AC/DC DIN Rail Mounting 3NO 1NC | EA | 8 | Siemens
449 | 6EP1334-3BA10 | Power Supply SITOP PSU200M 10A 24VDC | EA | 2 | Siemens
450 | 6SE6420-2AD23-0BA1 | Frequency Converter 3kW 10A 380-480VAC CLASS A | EA | 1 | Siemens
451 | 6EP1436-3BA00 | Power Supply 24VDC 20A SITOP MODULAR | EA | 1 | Siemens
452 | 7KM3220-0BA01-1DA0 | 96X96 mm Power Monitoring Device Controll panel instrument | EA | 9 | Siemens
453 | 3RT2024-1AP04 | Power Contactor 5.5kW/400V 12A 230VAC 1NO+1NC | EA | 5 | Siemens
454 | 3RT2023-1AP04 | Power Contactor 4kW/400V 9A 3P 230VAC 2NO+2NC | EA | 5 | Siemens
455 | 16SE7041-2UL84-1GG0 | Board Card PLC SML4 (Inverter Protection Circuit) | EA | 1 | Siemens
456 | 6ES7964-2AA01-0AB0 | SIMATIC S7/M7 Interface Module DP | EA | 1 | Siemens
457 | 6ES7231-5PD32-0XB0 | Analog Input Module SIMATIC S7-1200 SM 1231 RTD, 4xAI RTD module | EA | 1 | Siemens
458 | 6ES7241-1CH32-0XB0 | Communication Module CM 1241, RS422/485 SIMATIC S7-1200 | EA | 1 | Siemens
459 | 3RT2025-1BB44 | Power Contactor 17A 7.5kW/400V 24VDC 2NO+2NC | EA | 4 | Siemens
460 | 6SL3243-0BB30-1PA3 | SINAMICS G120 Control Unit CU230P-2 DP | EA | 4 | Siemens
461 | 5SY4316-8 | Minature Circuit Breaker 3P 16A 400V 10kA | EA | 5 | Siemens
462 | 6ES7332-5HF00-0AB0 | Analog Output Module SM332 SIMATIC S7-300 8AO | EA | 3 | Siemens
463 | 3RT2017-1AB02 | Power Contactor 12 A 5.5 kW/400 V 3P 24VAC 1NC | EA | 9 | Siemens
464 | 3RT2015-1BB41 | Power Contactor 7A 3kW/400V 3P 24VDC 1NO | EA | 10 | Siemens
465 | 6EP1332-4BA00 | Power Supply 24VDC 3A 120/230VAC SIMATIC S7-1500 | EA | 2 | Siemens
466 | 6EP1336-2BA10 | Power Supply 24V 20A SITOP PSU100S | EA | 3 | Siemens
467 | 6ES7718-1CC02-0AC2 | SIMATIC Field PG M6 Advanced | EA | 1 | Siemens
468 | 6EP1336-3BA10 | Power Supply 24VDC 20A SITOP PSU8200 | EA | 7 | Siemens
469 | 6ES7307-1EA01-0AA0 | Power Supply 24VDC 5A | EA | 3 | Siemens
470 | 6EP3437-8SB00-0AY0 | Power Supply 24VDC 40A SITOP PSU8200 | EA | 5 | Siemens
471 | 6SY7000-0AD34 | Spare part, Pre-charging resistor AB85301M008 15R 20% | SET | 1 | Siemens
472 | 6GK7243-1EX01-0XE0 | Communications Processor CP 243-1 for connection of SIMATIC S7-22X to Industrial Ethernet | EA | 1 | Siemens
473 | 3RT2016-1BB42 | Power Contactor 9A 4kW/400V 3P 24VDC 1NC | EA | 1 | Siemens
474 | 6SE6400-0BP00-0AA1 | MICROMASTER(MM) 4 Basic Operator Panel (BOP) | EA | 1 | Siemens
475 | 3RV1011-0AA10 | Circuit Breaker 0.11-0.16A | EA | 1 | Siemens
476 | 3RV1011-0EA10 | Circuit Breaker 0.28-0.4A | EA | 1 | Siemens
477 | 3RV1011-1DA10 | Circuit Breaker 2.2-3.2A | EA | 1 | Siemens
478 | 6ES7132-4HB00-0AB0 | Simatic Relay Output 2RO NO | EA | 1 | Siemens
479 | 3NE1802-0 | Fuse-link SITOR NH000 40A 690VAC gS | EA | 2 | Siemens
480 | 5SJ4110-6HG40 | Miniature Circuit Breaer 10A 1P 240V | EA | 2 | Siemens
481 | 3NA3810 | LV HRC Fuse-link NH000 25A gG 500VAC | EA | 2 | Siemens
482 | 3SE5000-0CA00 | Accessories for 3S35 1NO 1NC Snap | EA | 2 | Siemens
483 | 3NA3822 | LV HRC Fuse-element NH000 63A gG 500VAC | EA | 1 | Siemens
484 | 3NA3817 | LV HRC Fuse-element NH000 40A gG 500VAC | EA | 1 | Siemens
485 | 3NE1021-0 | Fuse-link SITOR NH00 gS 100A 690VAC | EA | 11 | Siemens
486 | 5SB2711 | Fuse-link D11 DIAZED 20A gG 500VAC/440VDC | EA | 15 | Siemens
487 | 6SE6400-1PC00-0AA0 | MICROMASTER(MM) 4 PC-Inverter Connecting Kit | EA | 1 | Siemens
488 | 6ES7971-1AA00-0AA0 | Backup Battery (Li) 3.6v/min 0.85Ah for S7-300 CPUs and S5-90U SIMATIC S7 | EA | 5 | Siemens
489 | 6ES7331-7NF10-0AB0 | Analog Input Module SM331 SIMATIC S7-300 | EA | 1 | Siemens
490 | 6ES7232-4HD32-0XB0 | Analog Output Module SM1232 SIMATIC S7-1200 | EA | 1 | Siemens
491 | 6ES7322-1BL00-0AA0 | Digital Output Module DO32 DC 24/0.5A SM322 | EA | 1 | Siemens
492 | 6GK1905-6AA00 | Accessory Cabling Kit Profibus Fast Connect Stripping Tool | EA | 4 | Siemens
493 | 6ES7971-0BA00 | Backup Battery 3.6v/2.3Ah for PS 405 4A/10A/20A and PS 407 4A/10A/20A | EA | 92 | Siemens
494 | 1LE1003-1BB22-2FA4-Z | Electric Motor 4kW 1460RPM B3 1AV3112B Low-Voltage Motor | EA | 1 | Siemens
495 | 1LE1003-1CB03-4AA4-Z | Electric Motor 5.5kW 1470RPM B3 1AV3130B Low-Voltage Motor | EA | 1 | Siemens
496 | 1LE1503-1DB43-4AA4-Z | Electric Motor 15kW 1470RPM 1CV3164B B3 ip55 | EA | 1 | Siemens
497 | 1MB1533-1DB43-4HA4-Z | Electric Motor 18.5kW 4P 690VAC Self-ventilated Low-Voltage Motor | EA | 3 | Siemens
498 | 1LE1503-1DC43-4CA6 | SIMOTICS SD motor type: 1CV3164C low-voltage motor 11KW 980RPM IMV5 IP55 | EA | 2 | Siemens
499 | 541679 | Heavy Duty Plastic Tubing PAN-R-16x3-SI | M | 50 | Festo
500 | 99.02.8.230.07 | Residual Current Bypass Module 110-240VAC IE003 | EA | 8 | Finder
501 | 99.02.3.000.00 | Diode Module (Standard Polarity) IE003 | EA | 8 | Finder
502 | 46.52.8.230.0040 | Miniature Industrial Relay 8A 250V 230VAC 2CO-DPDT | EA | 8 | Finder
503 | 55.34.9.024.0040 | Miniature General Purpose Realy 7A 24VDC 250V 4CO-4PDT | EA | 16 | Finder
504 | 7T.81.0.000.2303 | Industrial Thermostat 10A 250V 1NO | EA | 4 | Finder
505 | 12.21.8.230.0000 | Weekly Time Switch 16A 12VAC 250V 1CO SPDT | EA | 4 | Finder
506 | 72.01.9.024.0000 | Level Control Relaly 16A 24VDC 250V 1CO SPDT | EA | 3 | Finder
507 | 2902052 | Resistance Thermometer Measuring Transducer MINI MCR-2-RTD-UI-PT | EA | 1 | Phoenix Contact
508 | 3036806 | Fuse Plug 300V 10A P-FU 5X20 | EA | 10 | Phoenix Contact
509 | 803986 | Thermal Transfer Printer Set THERMOFOX SET s/no:1848010167 | EA | 1 | Phoenix Contact
510 | 803937 | Label Highly Flexible 8mm White/Black MM-EMLF (EX10)R C1 WH/BK | EA | 5 | Phoenix Contact
511 | 803941 | Label Highly Flexible 8mm Yellow/Black MM-EMLF (EX10)R C1 YE/BK | EA | 3 | Phoenix Contact
512 | 803938 | Label Highly Flexible 10mm White/Black MM-EMLF (EX12)R C1 WH/BK | EA | 9 | Phoenix Contact
513 | 2900332 | Relay Module 24V AC/DC PLC-RPT-24UC/21-21 | EA | 9 | Phoenix Contact
514 | 2966171 | Relay Module 24V DC PLC-RSC-24DC/21 | EA | 5 | Phoenix Contact
515 | 2961121 | Single Relay 24VDC REL-MR-24DC/21AU | EA | 9 | Phoenix Contact
516 | 2961105 | Single Relay 24VDC REL-MR-24DC/21 | EA | 5 | Phoenix Contact
517 | 2961312 | Single Relay 24VDC REL-MR-24DC/21HC | EA | 9 | Phoenix Contact
518 | 2866776 | Power Supply Unit 24VDC/20A QUINT-PS/1AC/24DC/20 | EA | 1 | Phoenix Contact
519 | 2904602 | Power Suplly Unit 24VDC/20A QUINT4-PS/1AC/24DC/20 | EA | 1 | Phoenix Contact
520 | 2866802 | Power Supply Unit 24VDC/40A QUINT-PS/3AC/24DC/40 | EA | 1 | Phoenix Contact
521 | 2938604 | Power Supply Unit 24VDC/10A QUINT-PS-100-240AC/24DC/10 | EA | 1 | Phoenix Contact
522 | 2938581 | Power supply unit 24VDC/5A QUINT-PS-100-240AC/24DC/5 | EA | 1 | Phoenix Contact
523 | AVO 835TRMS | AVO 835TRMS Digital Multimeter 1000V AC/DC 10A 100kHz IP54 | EA | 2 | Megger
524 | AVO 410 | AVO 410 Digital Multimeter 600V AC/DC 10A CAT IV | EA | 1 | Megger
525 | TPT320 | Voltage Tester TPT320 CAT IV/600V 12-690V AC/DC 500kΩ | EA | 5 | Megger
526 | DCM340 | DCM340 Clamp Meter 600A AC/DC 600V AC/DC CAT III | EA | 1 | Megger
527 | MCBH-00 | Contact Block Holder | EA | 2 | ABB
528 | 1756-BA2 | Battery Assembly LOGIX5000 3VDC 1200mAH | EA | 25 | Allen Bradley
529 | MXA81A-008-503-00 | Moviaxis 01.7903368203.0001.20 | EA | 1 | Sew-Eurodrive
530 | 124435 | Closing Cap W4300 52X7 | EA | 1 | Sew-Eurodrive
531 | DRN90L4/FI | Electric Motor 1.5kW 1461RPM S1 B3 IP55 IE3 01.8027068002.0003.21 | EA | 2 | Sew-Eurodrive
532 | R57 DRS80S4 | Helical Gearmotor 0.75kW 1400/17RPM M1 S1 IE1 01.7786799201.0002.19 | EA | 1 | Sew-Eurodrive
533 | DRK90L4/FI | Electric Motor 1.1kW 1415RPM S1 B3 IE1 01.8027068001.0003.21 | EA | 4 | Sew-Eurodrive
534 | KF57DRE100L2/LN | Bevel-Helical Gearmotor 3kW 2850/125RPM S1 M1A IE2 01.7844810801.0001.20 | EA | 1 | Sew-Eurodrive
535 | 0012172X | Grooved Nut DIN981 KM8-ST | EA | 5 | Sew-Eurodrive
536 | 121592 | Lock Washer DIN 5406 MB8 ID=40mm | EA | 5 | Sew-Eurodrive
537 | 43400 | Pinion MN2.50 Z25 L36 D32 | EA | 1 | Sew-Eurodrive
538 | 8236275 | Field bus Connection Module MFZ21D METR | EA | 1 | Sew-Eurodrive
539 | 28231449 | Interface Adapter USM21A | EA | 1 | Sew-Eurodrive
540 | 0004332X | Pinion MN2.00 Z28 L36 D28 | EA | 1 | Sew-Eurodrive
541 | 8242402 | Fieldbus Interface DFP21B 0.3A 24VDC IP20 | EA | 1 | Sew-Eurodrive
542 | RXF77DRN112M4 | Helical Gearmotor 4kW 1464/450RPM M1 IE3 01.8126837301.0001.22 | EA | 1 | Sew-Eurodrive
543 | 8243492 | MOVIDRIVE Inverter Control Unit MDX61B0075-5A3-4-00/DER11B IP20 01.8184830101.0001.23 | EA | 1 | Sew-Eurodrive
544 | SA37/T DRN63M4/BE03 | Helical-worm gearmotor 0.18kW 1375/27RPM S1 M4A 01.8279705001.0001.23 | EA | 2 | Sew-Eurodrive
545 | SA57A/T | Helical-worm gear unit 1400/85RPM M1B 01.8287793901.0001.23 | EA | 2 | Sew-Eurodrive
546 | UTD30L | Thermodynamic Steam Tras with Swivel Connector | EA | 1 | Spirax Sarco
547 | 6053346 | Cable + Conn. 3PM8F: Telcavi CS-N301-01B500M | EA | 3 | Ima Spa
548 | EZPI | Automatic Photoelectric Push Button Sensor 10-30VDC 19286 | EA | 1 | Tri-Tronics
549 | 71328101 | I/O Module Slot 2/3/4 300/500 XPD0038-1014/0 | EA | 2 | Endress + Hauser
550 | CYK10-A031 | Digital Measuring Cable CYK10 3M | EA | 1 | Endress + Hauser
551 | 71139088 | Data Cable Base Module FMSY1 Service Kit for CSF48 | EA | 2 | Endress + Hauser
552 | XPD0028-AA0FCAA00SA00 | ISEM Electronic Module Promass 300/500 | EA | 1 | Endress + Hauser
553 | XPD0028-AA0FBAA00SA00 | ISEM Electronic Module Promass 300/500 | EA | 1 | Endress + Hauser
554 | XPD0040-LAALH2 | Electronics Promag 400 Index C Update K323-00 I/O Hart | EA | 1 | Endress + Hauser
555 | 50103472 | Kit Display 72/73/92F (Hart) 12 Languages | EA | 2 | Endress + Hauser
556 | XPD0014-LAALA1 | Electronic Promag 400 Index C | EA | 1 | Endress + Hauser
557 | RMS621X-NB | Power Supply 18-36VDC/20-28VAC | EA | 1 | Endress + Hauser
558 | RMS621X-NA | Power Supply 90-253VAC | EA | 1 | Endress + Hauser
559 | 71039431 | Kit P.S.B 40/8X 220V REx000 HE | EA | 1 | Endress + Hauser
560 | 50103477 | Kit I/O Board PW 72/73 HART/PULSE | EA | 1 | Endress + Hauser
561 | DKZ004-BBABABBAAAAA2D | Alternation Kit I/O Proline 300/500 | EA | 1 | Endress + Hauser
562 | 71328100 | I/O Module Slot 1 300/500 XPD0037-1009/0 | EA | 1 | Endress + Hauser
563 | CYK10-A101 | Digital Measuring Cable 10M Memosens | EA | 2 | Endress + Hauser
564 | 71320669 | ISEM Electronic Module Promag 300/500 XPD0027-104010 (XPD0027-1040/0) | EA | 2 | Endress + Hauser
565 | 71239731 | Absolute and Gauge Pressure Ceraphant PTC31B-9968/1F0 4-20mA | EA | 1 | Endress + Hauser
566 | TMR35-A1BCR1BC1AAA | Easytemp TMR35, Compact Thermometer 4-20mA 10-35V | EA | 3 | Endress + Hauser
567 | XPD0028-AA0FBAA00SA00 | ISEM electronic module, Promass 300/500 | EA | 1 | Endress + Hauser
568 | XPD0037-10D8/0 | I/O Module Slot 1 300/500 | EA | 3 | Endress + Hauser
569 | XPD0027-1035/0 | ISEM Electronic Module Promag | EA | 1 | Endress + Hauser
570 | XPD0043-1009/0 | Electronic Prowirl 200 Index | EA | 1 | Endress + Hauser
571 | 71323005 | Kit ISEM Ribbon Cable 300/500 | EA | 1 | Endress + Hauser
572 | 50104751 | Kit Main-PCB Promag 10 85-250VAC | EA | 1 | Endress + Hauser
573 | 50096759 | Kit Com 50/51/40/80/90 I+F/Stat. in+0 | EA | 3 | Endress + Hauser
574 | 71323009 | Kit Power Supply 100-230VAC/24VDC NO | EA | 2 | Endress + Hauser
575 | 50098301 | Kit Com 53/55/83/93 Curr./Freq. Out | EA | 3 | Endress + Hauser
576 | 50106094 | Kit Meas. Amplifier PMASS 80 WEA | EA | 3 | Endress + Hauser
577 | CLD134-PVA438AB2 | Conductivity Compact Device Smartec CLD134 | EA | 2 | Endress + Hauser
578 | FTM20-4Y25A | SOLIPHANT T FEM22 3-Leiter PNP 10-45VDC | EA | 1 | Endress + Hauser
579 | FTM20-4G25A | SOLIPHANT T FEM22 3-Leiter PNP 10-45VDC | EA | 1 | Endress + Hauser
580 | 50096757 | Kit Commodul Current/Frequency Out | EA | 5 | Endress + Hauser
581 | 50096747 | Kit P.S.B 50/51/53 20-55VAC 16-62VDC | EA | 2 | Endress + Hauser
582 | 50096745 | Kit P.S.B 50/51/53 85-260VAC | EA | 3 | Endress + Hauser
583 | RIA15-2175/101 | Loop-Powered Indicator for 4-20mA or Hart Signals RIA15 | EA | 1 | Endress + Hauser
584 | 7F2C50-1APK5/0 | Proline Prowirl F 200 Vortex Flowmeter DN50 2" 4-20mA HART 10M Cable | EA | 1 | Endress + Hauser
585 | 8F1B50-33H3/0 | Proline Promass F 100 Coriolis Flowmeter 8F150 DN50 2" | EA | 2 | Endress + Hauser
586 | 5H1B65-3HF1/0 | Proline Promag H 100 Electromagnetic Flowmeter DN65 2 1/2" | EA | 1 | Endress + Hauser
587 | 52012983 | Tank Side Monitor NRF590, PC board NRF590, terminal EEx i | EA | 2 | Endress + Hauser
588 | 98562865 | Compact Water Booster Pump SCALA2 3-45 A 550W 200-240V IPX4D | EA | 16 | Grundfos
589 | 96010959 | Submersible Wastewater Pump UNILIFT AP12.50.11.A3 3x230V 10M Cable | EA | 7 | Grundfos
590 | 99530407 | Compact Self-priming Water Pressure booster pump SCALA1 5-55 P1 1200W 1x230V | EA | 19 | Grundfos
591 | 96556502 | Multistage Centrifugal Pump CR 1-15 A-A-A-E-HQQE 0.75kW 3x380-415DV | EA | 5 | Grundfos
592 | 99083124 | Spare QE HMS Plast | EA | 2 | Grundfos
593 | 97516578 | Compact Horizontal End-Suction Pump CM 10-3 A-R-A-E-AQQE C-A-A-N 1.7kW 12.3Hp 1x220-240V | EA | 5 | Grundfos
594 | 97722011 | SMART Digital Diaphragm Dosing Pump DDA 7.5-16 FCM-PP/V/C-F-31I001FG 100-240V | EA | 2 | Grundfos
595 | 96513344 | Multistage Centrifugal Pump CR 3-23 A-A-A-E-HQQE 2.2kW 3x380-415V | EA | 1 | Grundfos
596 | 96578133 | Multistage Centrifugal Pump CR 5-22 A-A-A-E-HQQE 4kW 3x380-415V | EA | 2 | Grundfos
597 | 96455086 | Kit, Shaft seal HQQE CR (I/N) 1S 1,3,5 | EA | 1 | Grundfos
598 | 95027330 | Renewable Energy Submersible Pump SQF 2.5-2 Rp1 1/4 CPL. | EA | 1 | Grundfos
599 | 05002B17 | Submersible Groundwater Pump SP 5A-17 RP1 1/2 1x230V 1.5kW 4G 1.5mm2 1.7m MS402 | EA | 2 | Grundfos
600 | 10002B12 | Submersible Groundwater Pump SP 3A-12 RP1 1/4 1X230V 0.75kW 4G 1.5mm2 1.7m MS402 | EA | 3 | Grundfos
601 | 96537600 | Multistage Centrifugal Pump CR 1-15 A-FGJ-A-E-HQQE 0.75KW 1x220-230/240V | EA | 3 | Grundfos
602 | 96075905 | Submersible Sewage Grinder Pump SEG.40.12.2.50B 1.2kW 3x400-415V 10m Cable | EA | 6 | Grundfos
603 | 92615826 | Multistage Centrifugal Pump CRE 10-3 K-FJ-A-E-HQQE 2.2kW 3x380-500V | EA | 1 | Grundfos
604 | 99458768 | Self-Priming Single-Stage Centrifugal Pump JP 4-54 1130W 1x230V | EA | 11 | Grundfos
605 | 98904984 | Peripheral Pump Endsucution Close Coupled Single Stage PF 1-30 CVBP 1x230V | EA | 8 | Grundfos
606 | 99725165 | Twin Installation set, Accessories for SCALA1 and SCALA2 Pumps | EA | 5 | Grundfos
607 | 99369652 | Pump Controllers LC 231 2 x 1-7.6 DOL PI 1x110-240V/3x200-460V 1-7.6A | EA | 10 | Grundfos
608 | 99594666 | Single-Stage Centrifugal booster Pump JP 5-48 PT-H 60L 1490W 1X230V | EA | 1 | Grundfos
609 | 98904970 | Centrifugal Pump Endsuction Close Coupled Single Stage NS 6-40 CVBP 1x230V P51947 | EA | 4 | Grundfos
610 | 96075913 | Submersible Sewage Grinder Pump SEG.40.26.2.50B P2:2.6kW 3x400-415v 10M | EA | 3 | Grundfos
611 | 99274388 | Submersible Sewage Grinder Pump SEG.50.40.2.50B 4kW 3x400-415V | EA | 2 | Grundfos
612 | 98907045 | Centrifugal Pump Endsuction Close Coupled Single Stage NS 30-36 CVBP P52036 | EA | 3 | Grundfos
613 | 10002B22 | Submersible Groundwater Pump SP 3A-22 RP1 1/4 1.5kW 1X230V 4G 1.5MM2 1.7m MS402 | EA | 1 | Grundfos
614 | 96075921 | Submersible Sewage Grinder Pumps SEG.40.15.2.50C P2:1.5W 3x230-240V 10M | EA | 6 | Grundfos
615 | 97839251 | End-Suction Close-Coupled Pump NB 32-160/139 AAF2AESBAQEIW1 2.2kW 3x220-240D/380-415Y V | EA | 1 | Grundfos
616 | 97836771 | End-Suction Close-Coupled Pump NB 40-160/144 AAF2AESBAQEKW1 4kW 3x380-420D/660-725Y V | EA | 2 | Grundfos
617 | 98699064 | Submersible Groundwater Pump SP 9-36 RP2 3x380-400-415V 7.5kW 4G 1.5mm2 5M | EA | 1 | Grundfos
618 | 91047126 | Turn Key Pressure Boosting System HYDRO MULTI-S 2 CM 10-3 2 1/2" 10bar 3x220-240/380-415V | EA | 5 | Grundfos
619 | 97836782 | End-Suction Close-Coupled Pump NB 50-160/136 AAF2AESBAQELW1 5.5kW 3x380-420D/660-725V | EA | 2 | Grundfos
620 | 96079927 | Electronic Motor Protection unit MP 204 1/3x100-480V IP20 | EA | 5 | Grundfos
621 | 97836793 | End-Suction Close-Coupled Pump B 65-160/143 AAF2AESBAQEMW1 7.5kW 3x380-420D/660-725V | EA | 2 | Grundfos
622 | 96527393 | Vertical Multistage centrifugal pump CR 10-10 A-AN-A-E-HQQE | EA | 2 | Grundfos
623 | 9974124265 | Centrifugal Pump S.S VC125-125-200CCIO1MM10754 7.5kW 1471RPM | EA | 1 | KSB
624 | LE3-100L | Three-Phase Asynchronus Motor 0.7kW 680RPM | EA | 4 | Jiangsu Leader
625 | 29142 | Cable H07V-K 1G1.5mm2 450/750V Orange | M | 100 | Helukabel
626 | 10091 | Control Cable JZ-500 3G 1.5mm2 Unshielded PVC 300/500V | M | 1500 | Helukabel
627 | 10103 | Control Cable JZ-500 12G 1.5mm2 Unshielded PVC 300/500V | M | 500 | Helukabel
628 | 16053 | Data Transmission Cable F-CY-OZ 4G 1mm2 Stranded PVC 300/500V | M | 100 | Helukabel
629 | 11223 | Control Cable JZ-500 4G 0.75mm2 Unshielded PVC 300/500V | M | 500 | Helukabel
630 | 10093 | Control Cable JZ-500 4G 1.5mm2 Unshielded PVC 300/500V | M | 500 | Helukabel
631 | 10098 | Control Cable JZ-500 7G 1.5mm2 Unshielded PVC 300/500V | M | 500 | Helukabel
632 | 829241123 | Enduro Heated Hose for Hot Melt Adhesives 8/12Ft/3.6M 230v 399W 130bar | EA | 3 | SIG
633 | 829253271 | Solenoid Interlock 24VDC (Safety Unit) | EA | 7 | SIG
634 | 870110110 | SMC Pnematic Actuator 8bar -10 +70°c | EA | 6 | SIG
635 | 829216215 | Sensor/Actuator cable SAC-4P-10,0-PVC/M12FS BK | EA | 4 | SIG
636 | 829253491 | Ring | EA | 4 | SIG
637 | 829241281 | Mounting | EA | 2 | SIG
638 | 829247109 | Application Head SX 1S/296 Diamond | EA | 1 | SIG
639 | 869117016 | Pneumatic Cylinder D=32 Hub=50 | EA | 3 | SIG
640 | 829246986 | Nozzle Ø 0.40 /1.5 | EA | 2 | SIG
641 | 853123224 | Bellow | EA | 1 | SIG
642 | 829260076 | Rubber Bumper | EA | 4 | SIG
643 | 829240165 | Turning Pulley | EA | 4 | SIG
644 | 873080678 | O-RING 4.5 x 1.4 | EA | 18 | SIG
645 | 829284899 | Toothed Belt 1350-5M-25 HTD PU Endless | EA | 2 | SIG
646 | 829248128 | Cyinder-Sensor Magnetic MZT8-28VPS-KPO | EA | 1 | SIG
647 | 829248093 | Cylinder-Sensor Magnetic MZT8-28VPS-KPD526 | EA | 1 | SIG
648 | 870135228 | Drive Sprocket MatTop Z17/SW27 (A00973-200-021-4) | EA | 3 | SIG
649 | 829245543 | Solenoid Valve 5/2Way VMPA1-M1H-M-P1 | EA | 1 | SIG
650 | 829217465 | Hot Glue Nozzle D=0.40mm N220.040/1 | EA | 2 | SIG
651 | 870110216 | Rubber Washer | EA | 4 | SIG
652 | 853123224 | Bellows DN20, Silicon-O-Ring 23x5.33 | SET | 4 | SIG
653 | H 2311 | Adapter Sleeve 50 x 55 x 75mm | EA | 5 | SKF
654 | SY 55 TF | Pillow Block Ball Bearing Unit 55mm | EA | 4 | SKF
655 | LNNU 4948/SPVU001 | Inner ring for two-row cylindrical roller bearing, NNU design | EA | 4 | SKF
656 | H 313 | Adapter Sleeve 60 x 65 x 85mm | EA | 5 | SKF
657 | UCF 215 | Sqaure Flanged Ball Bearing Unit 75mm | EA | 5 | SKF
658 | TU 55 TF | Take-up cast iron unit with insert ball bearing 55 x 64 x 55.6mm | EA | 1 | SKF
659 | 6314-2Z | Deep Groove Ball Bearing 70x150x35mm | EA | 10 | SKF
660 | FY 40 TR | Square Flanged Ball Bearing Unit 40mm | EA | 4 | SKF
661 | 6317-2Z/C3 | Deep Groove Ball Bearing 85 x 180 x 41mm | EA | 5 | SKF
662 | 6216-2Z/C3 | Deep Groove Ball Bearing 80 x 140 x 26mm | EA | 10 | SKF
663 | 6018-2Z | Deep Groove Ball Bearing 90 x 140 x 24mm | EA | 50 | SKF
664 | 6217 | Deep Groove Ball Bearing 85 x 150 x 28mm | EA | 42 | SKF
665 | 1311EKTN9 | Self Aligning Ball Double Bearing 55 x 120 x 29mm | EA | 16 | SKF
666 | 6209-2Z | Deep Groove Ball Bearing 45 x 85 x 19mm | EA | 1 | SKF
667 | H315 | Adapter Sleeve 65 x 75 x 98mm | EA | 2 | SKF
668 | SYJ514 | Pillow Block Housing 266mm Length | EA | 2 | SKF
669 | 6213-2Z | Deep Groove Ball Bearing 65 x 120 x 23mm | EA | 20 | SKF
670 | 6207-2RS1 | Deep Groove Ball Bearing 35 x 72 x 17mm | EA | 200 | SKF
671 | 6208-2Z | Deep Groove Ball Bearing 40 x 80 x 18mm | EA | 127 | SKF
672 | 6309-2Z | Deep Groove Ball Bearing 45 x 100 x 25mm | EA | 18 | SKF
673 | LGHB 2/18 | LGHB 2 High Load,Temperature, Viscosity Bearing Grease 18Kg | EA | 5 | SKF
674 | LGWA 2/5 | Wide Temperature Range, Extreme Pressure, high load Bearing Grease 5Kg | EA | 190 | SKF
675 | LGMT 3/1 | General Purpose Industrial & Automotive Bearing Grease 1Kg | EA | 2 | SKF
676 | LGMT 2/1 | General Purpose Industrial & Automotive Bearing Grease 1Kg | EA | 2 | SKF
677 | LGFG 2/1 | General Purpose Food Grade Grease | EA | 10 | SKF
678 | LGED 2/1 | High temperature, harsh environment food grade grease | EA | 35 | SKF
679 | 22212 EK/C3 | Spherical Roler Bearing With Tapered Bore & Relubrication Features 60 x 110 x 28mm | EA | 3 | SKF
680 | 22212 E/C3 | Spherical Roller Bearing with Relubrication Features 60 x 110 x 28mm | EA | 6 | SKF
681 | 22210 E | Spherical Roller Bearing with Relubrication Features 50 x 90 x 23mm | EA | 1 | SKF
682 | 22213 E/C3 | Spherical Roller Bearing Relubrication Features 65 x 120 x 31mm | EA | 1 | SKF
683 | 2311 K | Self Aligning Ball Bearing With Tapered Bore 55 x 120 x 43mm | EA | 5 | SKF
684 | 2215 EK/C3 | Spherical Roller Bearing 75 x 130 x 31mm | EA | 4 | SKF
685 | 22216 E | Spherical Roller Bearing with Relubrication Features 80 x 140 x 33mm | EA | 2 | SKF
686 | 22216 EK | Spherical Roller Bearing with Tapered Bore & Relubrication Features 80 x 140 x 33mm | EA | 1 | SKF
687 | 22215 E | Spherical Roller Bearing With Relubrication Features 75 x 130 x 31mm | EA | 2 | SKF
688 | 22215 EK | Spherical Roller Bearing Tapered Bore 75 x 130 x 31mm | EA | 4 | SKF
689 | 6310-2Z | Deep Groove Ball Bearing 50 x 110 x 27 | EA | 20 | SKF
690 | 6211-2Z | Radial Ball Bearing Double shielded Bore 55 x 100 x 21mm | EA | 79 | SKF
691 | 6215-2RS1 | Deep Groove Ball Bearing with Seals/Shield 75 x 130 x 25mm | EA | 50 | SKF
692 | 6202-2RSH | Deep Groove Ball Bearing with Seal 15 x 35 x 11mm | EA | 178 | SKF
693 | 6003-2Z | Deep Groove Ball Bearing with Seals/Shield 17 x 35 x 10mm | EA | 994 | SKF
694 | 6202-2RSH/C3 | Deep Groove Bearing 30 x 62 x 16mm | EA | 560 | SKF
695 | 6201-2RSH | Deep Groove Ball Bearing with Seals 12 x 32 x 10mm | EA | 760 | SKF
696 | 6201-2RSH/C3 | Deep Groove Ball Bearing with Seals 12 x 32 x 10mm | EA | 452 | SKF
697 | 6204-2RSH | Deep Groove Ball Bearing with Seals 20 x 47 x 14mm | EA | 104 | SKF
698 | 6204-2RSH/C3 | Deep Groove Ball Bearing 20 x 47 x 14mm | EA | 400 | SKF
699 | 6308-2RS1 | Deep Groove Ball Bearing 40 x 90 x 23mm | EA | 35 | SKF
700 | 6308-2Z | Deep Groove Ball Bearing with Seals/Shield 40 x 90 x 23mm | EA | 14 | SKF
701 | 6309-2RS1/C3 | Deep Groove Ball Bearing 45 x 100 x 25mm | EA | 35 | SKF
702 | 6007 | Deep Grove Ball Bearing 35 x 62 x 14mm | EA | 2 | SKF
703 | 6007-2RS1 | Deep Groove Ball Bearing with Seals/Shield 35 x 62 x 14mm | EA | 168 | SKF
704 | 6301-2RSH/C3 | Deep groove ball bearing with seals 12 x 37 x 12mm | EA | 38 | SKF
705 | 6002-2Z | Deep groove ball bearing with seals or shields 15 x 32 x 9mm | EA | 38 | SKF
706 | 3203 A-2RS1TN9 | Double row angular contact ball bearing with seals or shields 17 x 40 x 17.5mm | EA | 54 | SKF
707 | H2310 | Adapter sleeve with KM lock nut and MB lock washer, metric dimensions 45 x 50 x 70mm | EA | 5 | SKF
708 | 6007-2Z | Deep groove ball bearing with seals or shields 35 x 62 x 14mm | EA | 66 | SKF
709 | LM 48548/510 | Single row tapered roller bearing, inch size 34.925 x 65.088 x 18.034mm | EA | 4 | SKF
710 | NU 2217 ECJ/C3 | Single row cylindrical roller bearing, NU design 85 x 150 x 36mm | EA | 4 | SKF
711 | 6308/C4 | Deep groove ball bearing 40 x 90 x 23mm | EA | 1 | SKF
712 | 6011-2Z | Deep groove ball bearing with seals or shields 55 x 90 x 18mm | EA | 2 | SKF
713 | N 310 ECP | Single row cylindrical roller bearing, N design 50 x 110 x 27mm | EA | 6 | SKF
714 | SY 20 TF | Pillow block ball bearing unit with extended inner ring 20mm | EA | 5 | SKF
715 | FYTB 35 TF | Oval flanged ball bearing unit with set screw locking, cast iron housing, ISO 35mm | EA | 8 | SKF
716 | 63008-2RS1 | Deep groove ball bearing with seals or shields 40 x 68 x 21mm | EA | 4 | SKF
717 | 7312 BEGAM | Single row angular contact ball bearing 60 x 130 x 31mm | EA | 8 | SKF
718 | 1211 ETN9 | Self-aligning ball bearing 55 x 100 x 21mm | EA | 20 | SKF
719 | 6211-2RS1 | Deep groove ball bearing with seals or shields 55 x 100 x 21mm | EA | 35 | SKF
720 | 6211-2Z/C3 | Deep groove ball bearing with seals or shields 55 x 100 x 21mm | EA | 70 | SKF
721 | 6211-2RS1/C3 | Deep groove ball bearing with seals or shields 55 x 100 x 21mm | EA | 101 | SKF
722 | FYTB 25 TF | Oval flanged ball bearing unit with set screw locking, cast iron housing, ISO 25mm | EA | 4 | SKF
723 | 6214-2RS1/C3 | Deep groove ball bearing with seals or shields 70 x 125 x 24mm | EA | 16 | SKF
724 | 6002-2RSH | Deep groove ball bearing with seals 15 x 32 x 9mm | EA | 1220 | SKF
725 | 6206-2RS1/C3 | Deep groove ball bearing with seals or shields 30 x 62 x 16mm | EA | 560 | SKF
726 | 6305-2Z | Deep groove ball bearing with seals or shields 25 x62 x 17mm | EA | 222 | SKF
727 | 6302-2Z | Deep groove ball bearing with seals or shields 15 x 42 x 13mm | EA | 80 | SKF
728 | TMHP 10E | SKF Hydraulic Jaw Puller Kit TMHP 10E | EA | 1 | SKF
729 | PHE F100NRTYRE | Flex Coupling tyre-Natural | EA | 3 | SKF
730 | PHE F70NRTYRE | Flex Coupling Tyre, Natural Rubber | EA | 2 | SKF
731 | 6210-2Z | Deep groove ball bearing with seals or shields 50 x 90 x 20mm | EA | 171 | SKF
732 | 6205 | Deep groove ball bearing 25 x 52 x 15mm | EA | 121 | SKF
733 | 6304-2RSH/C3 | Deep groove ball bearing with seals 20 x 52 x 15mm | EA | 98 | SKF
734 | 6204-2Z | Deep groove ball bearing with seals or shields 20 x 47 x 14mm | EA | 402 | SKF
735 | 6201-2Z/C3 | Deep groove ball bearing with seals or shields 12 x 32 x 10mm | EA | 319 | SKF
736 | 6202-2Z | Deep groove ball bearing with seals or shields 15 x 35 x 11mm | EA | 272 | SKF
737 | 624 | Deep groove ball bearing4 x 13 x 5mm | EA | 100 | SKF
738 | 626-2RSH/C3 | Deep groove ball bearing with seals 6 x 19 x 6mm | EA | 50 | SKF
739 | 607-Z | Deep groove ball bearing with seals or shields 7 x19 x 6mm | EA | 80 | SKF
740 | 6200-2RSH | Deep groove ball bearing with seals 10 x 30 x 9mm | EA | 115 | SKF
741 | 607-2Z | Deep groove ball bearing with seals or shields 7 x19 x 6mm | EA | 90 | SKF
742 | 626 | Deep groove ball bearing 6 x 19 x 6mm | EA | 90 | SKF
743 | 6001-2RSH/C3 | Deep groove ball bearing with seals 12 x 28 x 8mm | EA | 288 | SKF
744 | 6001-2Z | Deep groove ball bearing with seals or shields 12 x 28 x 8mm | EA | 485 | SKF
745 | 6001-2RSH | Deep groove ball bearing with seals 12 x 28 x 8mm | EA | 911 | SKF
746 | 6000-2RSH | Deep groove ball bearing with seals 10 x 26 x 8mm | EA | 1556 | SKF
747 | 6000-2RSH/C3 | Deep groove ball bearing with seals 10 x 26 x8mm | EA | 122 | SKF
748 | COP.02C60MGR | Cartridge for SKF Cooper Cylinder Roller Bearing, GR type | EA | 2 | SKF
749 | COP.02B60MGR | Split Cylinder Roller bearing | EA | 2 | SKF
750 | COP.02B100MEX | Split Cylindrical Roller bearing | EA | 2 | SKF
751 | 2303 E-2RS1TN9 | Self-aligning ball bearing with seals on both sides 17 x 47 x 19mm | EA | 12 | SKF
752 | 6307-2RS1 | Deep groove ball bearing with seals or shields 35 x 80 x 21mm | EA | 15 | SKF
753 | 80X100X10 HMSA10 RG | Radial shaft seal with rubber outside diameter and single sealing lip, for oil or grease 80 x 100 x 10mm | EA | 7 | SKF
754 | 75X100X10 HMSA10 RG | Radial shaft seal with rubber outside diameter and single sealing lip, for oil or grease 75 x 100 x 10mm | EA | 10 | SKF
755 | 6209-2Z/C3 | Deep groove ball bearing with seals or shields 45 x 85 x 19mm | EA | 14 | SKF
756 | YET 206 | Insert bearing with an eccentric locking collar and narrow inner ring 30 x 62 x 35.7mm | EA | 1 | SKF
757 | 6305-2RS1/C3 | Deep groove ball bearing with seals or shields 25 x 62 x 17mm | EA | 52 | SKF
758 | 6004-2RSH/C3 | Deep groove ball bearing with seals 20 x 42 x 12mm | EA | 40 | SKF
759 | 6306 | Deep groove ball bearing 30 x 72 x 19mm | EA | 7 | SKF
760 | 6208-2Z/C3 | Deep groove ball bearing with seals or shields 40 x 80 x 18mm | EA | 2 | SKF
761 | 22318 E/C3 | Spherical roller bearing with relubrication features 90 x 190 x 64mm | EA | 2 | SKF
762 | 22220 E | Spherical roller bearing with relubrication features 100 x 180 x 46mm | EA | 6 | SKF
763 | 22220 EK | Spherical roller bearing with tapered bore and relubrication features 100 x 180 x 46mm | EA | 2 | SKF
764 | 6002-2RSH/C3 | Deep groove ball bearing with seals 15 x 32 x 9mm | EA | 510 | SKF
765 | 626-2RSH | Deep groove ball bearing with seals 6 x 19 x 6mm | EA | 30 | SKF
766 | 626-2Z | Deep groove ball bearing with seals or shields 6 x 19 x 6mm | EA | 32 | SKF
767 | 628/8-2Z | Deep groove ball bearing with seals or shields 8 x 16 x 5mm | EA | 20 | SKF
768 | 624-2Z | Deep groove ball bearing with seals or shields 4 x 13 x 5mm | EA | 50 | SKF
769 | 14X24X7 HMSA10 RG | Radial shaft seal with rubber outside diameter and single sealing lip, for oil or grease 14 x 24 x 7m | EA | 24 | SKF
770 | 105X130X12 HMSA10 RG | Radial shaft seal with rubber outside diameter and single sealing lip, for oil or grease 105 x 130 x 12mm | EA | 4 | SKF
771 | 65X80X8 HMS5 RG | Radial shaft seal with rubber outside diameter and single sealing lip, for oil or grease 65 x 80 x 8mm | EA | 2 | SKF
772 | 75X95X10 HMSA10 RG | Radial shaft seal with rubber outside diameter and single sealing lip, for oil or grease 75 x 95 x 10mm | EA | 2 | SKF
773 | 115X140X12 HMSA10 RG | Radial shaft seal with rubber outside diameter and single sealing lip, for oil or grease 115 x 140 x 12mm | EA | 2 | SKF
774 | 100X120X10 HMSA10 RG | Radial shaft seal with rubber outside diameter and single sealing lip, for oil or grease 100 x 120 x 10mm | EA | 10 | SKF
775 | 90X110X10 HMSA10 V | Radial shaft seal with rubber outside diameter and single sealing lip, for oil or grease 90 x 110 x 10mm | EA | 2 | SKF
776 | 6312/C3 | Deep groove ball bearing 60 x 130 x 31mm | EA | 8 | SKF
777 | 6000 | Deep groove ball bearing 10 x 26 x 8mm | EA | 4 | SKF
778 | 61900-2Z | Deep groove ball bearing with seals or shields 10 x 22 x 6mm | EA | 6 | SKF
779 | HK-1214 RS | Drawn cup needle roller bearing with open ends and integral sealing 12 x 18 x 14mm | EA | 2 | SKF
780 | 6203-2RSH | Deep groove ball bearing with seals 17 x 40 x12mm | EA | 433 | SKF
781 | 6307 | Deep groove ball bearing 35 x 80 x 21mm | EA | 1 | SKF
782 | 6310-2RS1/C3 | Deep groove ball bearing with seals or shields 50 x 110 x 27mm | EA | 5 | SKF
783 | 6212-2Z/C3 | Deep groove ball bearing with seals or shields 60 x 110 x 22mm | EA | 1 | SKF
784 | 30207 J2/Q | Single row tapered roller bearing 35 x 72 x 18.25mm | EA | 6 | SKF
785 | 6304-2Z | Deep groove ball bearing with seals or shields 22 x 52 x 15mm | EA | 50 | SKF
786 | 6003-2RSL | Deep groove ball bearing with seals 17 x 35 x 10mm | EA | 40 | SKF
787 | SAKAC 10 M | Rod end, male thread d=10mm B=14mm L4=64mm Thread=M10 | EA | 10 | SKF
788 | SIKAC 10 M | Rod end, female thread d=10mm B=14mm L4=58mm Thread=M10 | EA | 10 | SKF
789 | 6204 | Deep groove ball bearing 20 X 47 X 14mm | EA | 34 | SKF
790 | 6301-2RSH | Deep groove ball bearing with seals 12 x 37 x 12mm | EA | 25 | SKF
791 | 6003-2Z/C3 | Deep groove ball bearing with seals or shields 17 x 35 x 10mm | EA | 45 | SKF
792 | 6201-Z | Deep groove ball bearing with seals or shields 12 x 32 x 10mm | EA | 30 | SKF
793 | 6301-2Z | Deep groove ball bearing with seals or shields 12 x 37 x 12mm | EA | 98 | SKF
794 | 6302-2RSH/C3 | Deep groove ball bearing with seals 15 x 42 x 13mm | EA | 1 | SKF
795 | 30305 | Single row tapered roller bearing 25 x 62 x 18.25mm | EA | 1 | SKF
796 | 32004 X/Q | Single row tapered roller bearing 20 x 42 x 15mm | EA | 4 | SKF
797 | 61907-2RS1 | Deep groove ball bearing with seals or shields 35 x 55 x 10mm | EA | 1 | SKF
798 | 628/8-2RS1 | Deep groove ball bearing with seals or shields 8 x 16 x 5mm | EA | 10 | SKF
799 | 61802-2Z | Deep groove ball bearing with seals or shields 15 x 24 x 5mm | EA | 20 | SKF
800 | NX 20 Z | Combined needle roller / thrust ball bearing (full complement thrust part) with a cover 20 x 30 x 28mm | EA | 20 | SKF
801 | 608-2Z/C3 | Deep groove ball bearing with seals or shields 8 x 22 x 7mm | EA | 50 | SKF
802 | 61902-2RS1 | Deep groove ball bearing with seals or shields 15 x 28 x 7mm | EA | 20 | SKF
803 | PHG SPB3550 | Wrapped Wedge Belt | EA | 20 | SKF
804 | PHG SPC3350 | Wrapped wedge belt SPC 3350mm x 18mm | EA | 15 | SKF
805 | PHG SPC3550 | Wrapped wedge belt SPC 3550 x 18mm | EA | 21 | SKF
806 | PHG SPC4500 | Wrapped wedge belt SPC 4500 x 18mm | EA | 10 | SKF
807 | PHG B93 | Wrapped classical V-belt 2400 x 11mm B | EA | 20 | SKF
808 | PHG A53 | Wrapped classical V-belt 1380 x 8mm A | EA | 24 | SKF
809 | PHG SPA1250 | Wrapped wedge belt SPA 1250 x 10mm | EA | 20 | SKF
810 | PHG SPZ1250 | Wrapped wedge belt SPZ 1250 x 8mm | EA | 20 | SKF
811 | PHG A30 | Wrapped classical V-belt 790 x 8mm A | EA | 20 | SKF
812 | PHG SPA1700 | Wrapped wedge belt SPA 1700 x 10mm | EA | 38 | SKF
813 | 6002-2Z/C3 | Deep groove ball bearing with seals or shields 15 x 32 x 9mm | EA | 890 | SKF
814 | 6008-2Z | Deep groove ball bearing with seals or shields 40 x 68 x 15mm | EA | 518 | SKF
815 | 6005-2RSH | Deep groove ball bearing with seals 25 x 47 x 12mm | EA | 526 | SKF
816 | 22316 EK | Spherical roller bearing with tapered bore and relubrication features 80 x 170 x 58mm | EA | 5 | SKF
817 | NUP 220 ECP | Single row cylindrical roller bearing, NUP design 100 x 180 x 34mm | EA | 5 | SKF
818 | 6316/C3 | Deep groove ball bearing 80 x 170 x 39mm | EA | 1 | SKF
819 | 6303-2Z/C3 | Deep groove ball bearing with seals or shields 17 x 47 x 14mm | EA | 62 | SKF
820 | 2209 ETN9 | Self-aligning ball bearing 45 x 85 x 23mm | EA | 15 | SKF
821 | H 320 | Adapter sleeve with KM lock nut and MB lock washer, metric dimensions 90 x 71mm | EA | 2 | SKF
822 | 6314/C3 | Deep groove ball bearing 70 x 150 x 35mm | EA | 6 | SKF
823 | 6309 | Deep groove ball bearing 45 x 100 x 25mm | EA | 10 | SKF
824 | 4310 ATN9 | Double row deep groove ball bearing 50 x 110 x 40mm | EA | 1 | SKF
825 | 2205 E-2RS1TN9 | Self-aligning ball bearing with seals on both sides 25 x 52 x 18mm | EA | 10 | SKF
826 | 6307-2Z | Deep groove ball bearing with seals or shields 35 x 80 x 21mm | EA | 2 | SKF
827 | 62200-2RS1 | Deep groove ball bearing with seals or shields 10 x 30 x 14mm | EA | 18 | SKF
828 | GE 20 C | Radial spherical plain bearing, metric sizes 20 x 35 x 16 x 12mm | EA | 5 | SKF
829 | 62202-2RS1 | Deep groove ball bearing with seals or shields 15 x 35 x 14mm | EA | 3 | SKF
830 | 6203 | Deep groove ball bearing 17 x 40 x 12mm | EA | 5 | SKF
831 | 32310 | Single row tapered roller bearing 50 x 110 x 42.25mm | EA | 1 | SKF
832 | 6309-2Z/C3 | Deep groove ball bearing with seals or shields 45 x 100 x 25mm | EA | 10 | SKF
833 | 6313-2Z/C3 | Deep groove ball bearing with seals or shields 65 x 140 x 33mm | EA | 4 | SKF
834 | 22205 E | Spherical roller bearing with relubrication features 25 x 52 x 18mm | EA | 8 | SKF
835 | 3309 A | Double row angular contact ball bearing 45 x 100 x 39.7mm | EA | 6 | SKF
836 | 6308-2RS1/C3 | Deep groove ball bearing with seals or shields 40 x 90 x 23mm | EA | 10 | SKF
837 | 6203-2RSH/C3 | Deep groove ball bearing with seals 17 x 40 x 12mm | EA | 98 | SKF
838 | 6201-2Z | Deep groove ball bearing with seals or shields 12 x 32 x 10mm | EA | 586 | SKF
839 | 6005-2Z | Deep groove ball bearing with seals or shields 25 x 47 x 12mm | EA | 546 | SKF
840 | 6210-2Z/C3 | Deep groove ball bearing with seals or shields 50 x 90 x 20mm | EA | 272 | SKF
841 | 6210-2RS1 | Deep groove ball bearing with seals or shields 50 x 90 x 20mm | EA | 125 | SKF
842 | 6207-2Z | Deep groove ball bearing with seals or shields 35 x 72 x 17mm | EA | 189 | SKF
843 | 6213-2Z/C3 | Deep groove ball bearing with seals or shields 65 x 120 x 23mm | EA | 115 | SKF
844 | 6202-2Z/C3 | Deep groove ball bearing with seals or shields 15 x 35 x 11mm | EA | 240 | SKF
845 | 6311-2Z/C3 | Deep groove ball bearing with seals or shields 55 x 120 x 29mm | EA | 32 | SKF
846 | SAKAC 12 M | Rod end, male thread d=12mm B=16mm L4= 72mm Thread=M12 | EA | 24 | SKF
847 | FYC 50 TF | Round flanged ball bearing unit with set screw locking, cast iron housing, JIS 50 x 39.5 x 42.6mm | EA | 2 | SKF
848 | 6312-2Z/C3 | Deep groove ball bearing with seals or shields 60 x 130 x 31mm | EA | 82 | SKF
849 | 6208-2RS1/C3 | Deep groove ball bearing with seals or shields 40 x 80 x 18mm | EA | 190 | SKF
850 |  | Deep groove ball bearing with seals or shields 40 x 80 x 18mm | EA | 287 | SKF
851 | 6208 | Deep groove ball bearing 40 x 80 x 18mm | EA | 78 | SKF
852 | 6008-2RS1 | Deep groove ball bearing with seals or shields 40 x 68 x 15mm | EA | 42 | SKF
853 | 6004-2Z | Deep groove ball bearing with seals or shields 20 x 42 x 12mm | EA | 311 | SKF
854 | 6009/C3 | Deep groove ball bearing 45 x 75 x 16mm | EA | 30 | SKF
855 | 1077600 H | Grease Gun | EA | 6 | SKF
856 | 6207-2Z/C3 | Deep groove ball bearing with seals or shields 35 x 72 x 17mm | EA | 167 | SKF
857 | 6204-2Z/C3 | Deep groove ball bearing with seals or shields 20 x 47 x 14mm | EA | 333 | SKF
858 | 6206-2Z/C3 | Deep groove ball bearing with seals or shields 30 x 62 x 16mm | EA | 142 | SKF
859 | 6304-2RSH | Deep groove ball bearing with seals 20 x 52 x 15mm | EA | 100 | SKF
860 | 6008/C3 | Deep groove ball bearing 40 x 68 x 15mm | EA | 60 | SKF
861 | 6206-2Z | Deep groove ball bearing with seals or shields 30 x 62 x 16mm | EA | 190 | SKF
862 | 6006-2Z | Deep groove ball bearing with seals or shields 30 x 55 x 13mm | EA | 180 | SKF
863 | 6006-2RS1/C3 | Deep groove ball bearing with seals or shields 30 x 55 x 13mm | EA | 44 | SKF
864 | 6006-2Z/C3 | Deep groove ball bearing with seals or shields 30 x 55 x 13mm | EA | 72 | SKF
865 | 6006-2RS1 | Deep groove ball bearing with seals or shields 30 x 55 x 13mm | EA | 2 | SKF
866 | 6306-2Z/C3 | Deep groove ball bearing with seals or shields 30 x 72 x 19mm | EA | 1 | SKF
867 | 6306-2Z | Deep groove ball bearing with seals or shields 30 x 72 x 19mm | EA | 2 | SKF
868 | 6009-2RS1 | Deep groove ball bearing with seals or shields 45 x 75 x 16mm | EA | 85 | SKF
869 | 6009-2Z | Deep groove ball bearing with seals or shields 45 x 75 x 16mm | EA | 80 | SKF
870 | KR 30 XB | Cam follower (stud-type track roller) with relubrication feature | EA | 50 | SKF
871 | 51204 | Single direction thrust ball bearing 20 x 40 x 14mm | EA | 10 | SKF
872 | 6001-2Z/C3 | Deep groove ball bearing with seals or shields 12 x 28 x 8mm | EA | 324 | SKF
873 | 51203 | Single direction thrust ball bearing 17 x 35 x 12mm | EA | 10 | SKF
874 | 6303 | Deep groove ball bearing 17 x 47 x 14mm | EA | 5 | SKF
875 | 6206 | Deep groove ball bearing 30 x 62 x 16mm | EA | 3 | SKF
876 | 607 | Deep groove ball bearing 7 x 19 x 6mm | EA | 1 | SKF
877 | YET 203 | Insert bearing with an eccentric locking collar and narrow inner ring 17 x 40 x28.6mm | EA | 5 | SKF
878 | HK 0609 | Drawn cup needle roller bearing with open ends 6 x 10 x 9mm | EA | 9 | SKF
879 | NK 5/12 TN | Single row needle roller bearing with machined rings, with flanges, without inner ring 5 x 10 x 12mm | EA | 14 | SKF
880 | 6010-2Z | Deep groove ball bearing with seals or shields 50 x 80 x 16mm | EA | 20 | SKF
881 | 32214 | Single row tapered roller bearing 70 x 125 x 33.25mm | EA | 1 | SKF
882 | 22316 E | Spherical roller bearing with relubrication features 80 x 170 x 58mm | EA | 2 | SKF
883 | 6313-2Z | Deep groove ball bearing with seals or shields 65 x 140 x 33mm | EA | 46 | SKF
884 | 6314-2Z/C3 | Deep groove ball bearing with seals or shields 70 x 150 x 35mm | EA | 32 | SKF
885 | NK 24/16 | Single row needle roller bearing with machined rings, with flanges, without inner ring 24 x 32 x 16mm | EA | 6 | SKF
886 | 6004-2RSH | Deep groove ball bearing with seals 20 x 42 x 12mm | EA | 11 | SKF
887 | 6308-2Z/C3 | Deep groove ball bearing with seals or shields 40 x 90 x 23mm | EA | 91 | SKF
888 | COP.02B80MGR | Split Cylinder Roller Bearing | EA | 2 | SKF
889 | COP.02B100MGR | Split Cylinder Roller Bearing | EA | 2 | SKF
890 | 6000-2Z | Deep groove ball bearing with seals or shields 10 x 26 x 8mm | EA | 246 | SKF
891 | 6210-2RS1/C3 | Deep groove ball bearing with seals or shields 50 x 90 x 20mm | EA | 99 | SKF
892 | COP.01EB90MGR | SKF Cooper split cylindrical roller bearing with brass cage, GR type | EA | 2 | SKF
893 | 6206-2RS1 | Deep groove ball bearing with seals or shields 30 x 62 x 16mm | EA | 373 | SKF
894 | 30209A | Single row tapered roller bearing 45 x 85 x 20.75mm | EA | 1 | MTK
895 | 6314 2RS/C3 | Ball Bearing 70 x 150 x 35mm | EA | 1 | MTK
896 | SNR/UCFC 208 | Bearing Housing unit | EA | 3 | SNR
897 | VM 100 5L | Vacuum Pump Oil 5ltrs | EA | 20 | BUSCH
898 | VM 100 1L | Special Vacuum Oil 1L | EA | 35 | BUSCH
899 | F005 G1 1/4 | Air Filter CompleteTypre 0100/211003930 | EA | 2 | BUSCH
900 | SV 1025 C | Overhaul Kit | EA | 2 | BUSCH
901 | SV 1040 | Air Filter | EA | 2 | BUSCH
902 | MM11 | Overhaul Kit-MM11-B | EA | 2 | BUSCH
903 | MM12 | Overhaul Kit-MM12-11B | EA | 2 | BUSCH
904 | RA 0100 | Overhaul Kit | EA | 1 | BUSCH
905 | R5 0063 | Overhaul Kit | EA | 1 | BUSCH
906 | R5 0063/010 | Service Kit | EA | 2 | BUSCH
907 | VS 150 | Special Gear Oil Vacuum/Compressors 1Ltr | EA | 20 | BUSCH
908 | A9F79416 | Miniature circuit breaker (MCB), Acti9 iC60N, 4P, 16A, C curve, 6000A (IEC/EN 60898-1), 10kA (IEC/EN 60947-2) | EA | 2 | Schneider Electric
909 | A9N18367 | C120N - circuit breaker - 3P - 100A - C curve | EA | 1 | Schneider Electric
910 | LVS04477 | Connection, PrismaSeT P, for NS-MTZ1/NT, 3P, 1250A, withdrawable | EA | 1 | Schneider Electric
911 | LVS03221 | Divisible blanking plate, PrismaSeT P & G, 4M, W90mm | EA | 1 | Schneider Electric
912 | LVS08794 | Cable-tie support, PrismaSeT P, D400, Set of 4 | EA | 1 | Schneider Electric
913 | LVS08694 | Gland plate, PrismaSeT P, two-part gland plate, for enclosure W400mm, D600mm, IP31, white, RAL 9003 | EA | 1 | Schneider Electric
914 | LVS08516 | Door, PrismaSeT P, plain type for enclosure, W650, 36M, IP30, white, RAL 9003 | EA | 10 | Schneider Electric
915 | OFAF0H16 | OFAF0H16 HRC Fuse Link Size NH0, gG | EA | 9 | ABB
916 | OFAF0H80 | OFAF0H80 HRC Fuse Link Size NH0, gG | EA | 9 | ABB
917 | T04D/22 | Tapered spring 'O' ring mounted seal with pressed stainless steel head, ceramic rotary face and carbon seat. | EA | 3
918 | BT FNNU/22 | Mechanical seal R-BT-FN.NU 22, CAR/CER, | EA | 1
919 | YH08PCT8 | FORK SENSORS FINE LIGHT BEAM (0,6 MM) OVER ENTIRE WIDTH OF FORK | EA | 2 | Wenglor
920 | 5SL62167RC | MCB 16A 2-pole C characteristic 7.5 kA | EA | 2 | Siemens
921 | 5SL62257RC | MCB 25A 2-pole C characteristic 7.5 kA | EA | 2 | Siemens
922 | NSYSDR200B | One symmetric mounting rail 35x7.5 L2000mm type B Supply:20 | EA | 50 | Schneider Electric
923 | AK2CD25 | Cover for cable duct - Width=25mm | EA | 16 | Schneider Electric
924 | 55.33.9.024.001 | Relay: electromagnetic; 3PDT; Ucoil: 24VDC; Icontacts max: 20A | EA | 3 | Finder
925 | 216939 | Eaton Moeller® series M22 Illuminated pushbutton actuator | EA | 4
926 | 216932 | M22S-DL-B 216932 M22S-DL-BQ EATON ELECTRIC Illuminated pushbutton actuator, flush, blue, momentary | EA | 4
927 | 34325 | Bussmann KTK-R-8 Fuse | EA | 5
928 | 34392 | Bussmann AGX-1/2 Fuse | EA | 2